## Export
SDO | Standard | Standard Title | Standard Published | Reg Guide | Reg Guide Rev | Reg Guide Title
ASTM | ASTM A 370-69 | STANDARD METHODS AND DEFINITIONS FOR MECHANICAL TESTING OF STEEL PRODUCTS | 1969 | 1.10 | 1 | MECHANICAL (CADWELD) SPLICES IN REINFORCING BARS OF CATEGORY I CONCRETE STRUCTURES
ANSI | ANSI N278.1-1975 | SELF-OPERATED AND POWER-OPERATED SAFETY-RELATED VALVES FUNCTIONAL SPECIFICATION STANDARD | 1975 | 1.100 | 3 | SEISMIC QUALIFICATION OF ELECTRIC AND MECHANICAL EQUIPMENT FOR NUCLEAR POWER PLANTS
ASME | ASME BPVC Section III | RULES FOR CONSTRUCTION OF NUCLEAR FACILITY COMPONENTS | Unknown | 1.100 | 3 | SEISMIC QUALIFICATION OF ELECTRIC AND MECHANICAL EQUIPMENT FOR NUCLEAR POWER PLANTS
ASME | ASME BPVC Section III | RULES FOR CONSTRUCTION OF NUCLEAR FACILITY COMPONENTS | Unknown | 1.100 | 4 | SEISMIC QUALIFICATION OF ELECTRICAL AND ACTIVE MECHANICAL EQUIPMENT AND FUNCTIONAL QUALIFICATION OF ACTIVE MECHANICAL EQUIPMENT FOR NUCLEAR POWER PLANTS
ASME | ASME BPVC Section III | RULES FOR CONSTRUCTION OF NUCLEAR FACILITY COMPONENTS | Unknown | 1.100 | 4 / DG-1328 | SEISMIC QUALIFICATION OF ELECTRICAL AND ACTIVE MECHANICAL EQUIPMENT AND FUNCTIONAL QUALIFICATION OF ACTIVE MECHANICAL EQUIPMENT FOR NUCLEAR POWER PLANTS
ASME | ASME QME-1-1994 | QUALIFICATION OF ACTIVE MECHANICAL EQUIPMENT USED IN NUCLEAR POWER PLANTS | 1994 | 1.100 | 3 | SEISMIC QUALIFICATION OF ELECTRIC AND MECHANICAL EQUIPMENT FOR NUCLEAR POWER PLANTS
ASME | ASME QME-1-2002 | QUALIFICATION OF ACTIVE MECHANICAL EQUIPMENT USED IN NUCLEAR POWER PLANTS | 2002 | 1.100 | 3 | SEISMIC QUALIFICATION OF ELECTRIC AND MECHANICAL EQUIPMENT FOR NUCLEAR POWER PLANTS
ASME | ASME QME-1-2007 | QUALIFICATION OF ACTIVE MECHANICAL EQUIPMENT USED IN NUCLEAR POWER PLANT | 2007 | 1.100 | 3 | SEISMIC QUALIFICATION OF ELECTRIC AND MECHANICAL EQUIPMENT FOR NUCLEAR POWER PLANTS
ASME | ASME QME-1-2012 | QUALIFICATION OF ACTIVE MECHANICAL EQUIPMENT USED IN NUCLEAR POWER PLANTS | 2012 | 1.100 | 4 | SEISMIC QUALIFICATION OF ELECTRICAL AND ACTIVE MECHANICAL EQUIPMENT AND FUNCTIONAL QUALIFICATION OF ACTIVE MECHANICAL EQUIPMENT FOR NUCLEAR POWER PLANTS
ASME | ASME QME-1-2012 | QUALIFICATION OF ACTIVE MECHANICAL EQUIPMENT USED IN NUCLEAR POWER PLANTS | 2012 | 1.100 | 4 / DG-1328 | SEISMIC QUALIFICATION OF ELECTRICAL AND ACTIVE MECHANICAL EQUIPMENT AND FUNCTIONAL QUALIFICATION OF ACTIVE MECHANICAL EQUIPMENT FOR NUCLEAR POWER PLANTS
ASME | ASME QME-1-2017 | QUALIFICATION OF ACTIVE MECHANICAL EQUIPMENT USED IN NUCLEAR POWER PLANTS | 2017 | 1.100 | 4 | SEISMIC QUALIFICATION OF ELECTRICAL AND ACTIVE MECHANICAL EQUIPMENT AND FUNCTIONAL QUALIFICATION OF ACTIVE MECHANICAL EQUIPMENT FOR NUCLEAR POWER PLANTS
ASME | ASME QME-1-2017 | QUALIFICATION OF ACTIVE MECHANICAL EQUIPMENT USED IN NUCLEAR POWER PLANTS | 2017 | 1.100 | 4 / DG-1328 | SEISMIC QUALIFICATION OF ELECTRICAL AND ACTIVE MECHANICAL EQUIPMENT AND FUNCTIONAL QUALIFICATION OF ACTIVE MECHANICAL EQUIPMENT FOR NUCLEAR POWER PLANTS
IAEA | IAEA NS-G-1.6 | SEISMIC DESIGN AND QUALIFICATION FOR NUCLEAR POWER PLANTS | 2003 | 1.100 | 4 | SEISMIC QUALIFICATION OF ELECTRICAL AND ACTIVE MECHANICAL EQUIPMENT AND FUNCTIONAL QUALIFICATION OF ACTIVE MECHANICAL EQUIPMENT FOR NUCLEAR POWER PLANTS
IAEA | IAEA NS-G-1.6 | SEISMIC DESIGN AND QUALIFICATION FOR NUCLEAR POWER PLANTS | 2003 | 1.100 | 4 / DG-1328 | SEISMIC QUALIFICATION OF ELECTRICAL AND ACTIVE MECHANICAL EQUIPMENT AND FUNCTIONAL QUALIFICATION OF ACTIVE MECHANICAL EQUIPMENT FOR NUCLEAR POWER PLANTS
IAEA | IAEA Specific Safety Requirement 2/1 | SAFETY OF NUCLEAR POWER PLANTS: DESIGN | 2016 | 1.100 | 4 | SEISMIC QUALIFICATION OF ELECTRICAL AND ACTIVE MECHANICAL EQUIPMENT AND FUNCTIONAL QUALIFICATION OF ACTIVE MECHANICAL EQUIPMENT FOR NUCLEAR POWER PLANTS
IAEA | IAEA Specific Safety Requirement 2/1 | SAFETY OF NUCLEAR POWER PLANTS: DESIGN | 2016 | 1.100 | 4 / DG-1328 | SEISMIC QUALIFICATION OF ELECTRICAL AND ACTIVE MECHANICAL EQUIPMENT AND FUNCTIONAL QUALIFICATION OF ACTIVE MECHANICAL EQUIPMENT FOR NUCLEAR POWER PLANTS
IEEE | IEEE Std 344-1975 | IEEE RECOMMENDED PRACTICE FOR SEISMIC QUALIFICATION OF CLASS 1E EQUIPMENT FOR NUCLEAR POWER GENERATING STATIONS | 1975 | 1.100 | 3 | SEISMIC QUALIFICATION OF ELECTRIC AND MECHANICAL EQUIPMENT FOR NUCLEAR POWER PLANTS
IEEE | IEEE Std 344-1975 | IEEE RECOMMENDED PRACTICE FOR SEISMIC QUALIFICATION OF CLASS 1E EQUIPMENT FOR NUCLEAR POWER GENERATING STATIONS | 1975 | 1.100 | 4 | SEISMIC QUALIFICATION OF ELECTRICAL AND ACTIVE MECHANICAL EQUIPMENT AND FUNCTIONAL QUALIFICATION OF ACTIVE MECHANICAL EQUIPMENT FOR NUCLEAR POWER PLANTS
IEEE | IEEE Std 344-1975 | IEEE RECOMMENDED PRACTICE FOR SEISMIC QUALIFICATION OF CLASS 1E EQUIPMENT FOR NUCLEAR POWER GENERATING STATIONS | 1975 | 1.100 | 4 / DG-1328 | SEISMIC QUALIFICATION OF ELECTRICAL AND ACTIVE MECHANICAL EQUIPMENT AND FUNCTIONAL QUALIFICATION OF ACTIVE MECHANICAL EQUIPMENT FOR NUCLEAR POWER PLANTS
IEEE | IEEE Std 344-1987 | IEEE STANDARD FOR SEISMIC QUALIFICATION OF EQUIPMENT FOR NUCLEAR POWER GENERATING STATIONS | 1987 | 1.100 | 3 | SEISMIC QUALIFICATION OF ELECTRIC AND MECHANICAL EQUIPMENT FOR NUCLEAR POWER PLANTS
IEEE | IEEE Std 344-1987 | IEEE STANDARD FOR SEISMIC QUALIFICATION OF EQUIPMENT FOR NUCLEAR POWER GENERATING STATIONS | 1987 | 1.100 | 4 | SEISMIC QUALIFICATION OF ELECTRICAL AND ACTIVE MECHANICAL EQUIPMENT AND FUNCTIONAL QUALIFICATION OF ACTIVE MECHANICAL EQUIPMENT FOR NUCLEAR POWER PLANTS
IEEE | IEEE Std 344-1987 | IEEE STANDARD FOR SEISMIC QUALIFICATION OF EQUIPMENT FOR NUCLEAR POWER GENERATING STATIONS | 1987 | 1.100 | 4 / DG-1328 | SEISMIC QUALIFICATION OF ELECTRICAL AND ACTIVE MECHANICAL EQUIPMENT AND FUNCTIONAL QUALIFICATION OF ACTIVE MECHANICAL EQUIPMENT FOR NUCLEAR POWER PLANTS
IEEE | IEEE Std 344-2004 | IEEE RECOMMENDED PRACTICE FOR SEISMIC QUALIFICATION OF CLASS 1E EQUIPMENT FOR NUCLEAR POWER GENERATING STATIONS | 2004 | 1.100 | 3 | SEISMIC QUALIFICATION OF ELECTRIC AND MECHANICAL EQUIPMENT FOR NUCLEAR POWER PLANTS
IEEE | IEEE Std 344-2004 | IEEE RECOMMENDED PRACTICE FOR SEISMIC QUALIFICATION OF CLASS 1E EQUIPMENT FOR NUCLEAR POWER GENERATING STATIONS | 2004 | 1.100 | 4 | SEISMIC QUALIFICATION OF ELECTRICAL AND ACTIVE MECHANICAL EQUIPMENT AND FUNCTIONAL QUALIFICATION OF ACTIVE MECHANICAL EQUIPMENT FOR NUCLEAR POWER PLANTS
IEEE | IEEE Std 344-2004 | IEEE RECOMMENDED PRACTICE FOR SEISMIC QUALIFICATION OF CLASS 1E EQUIPMENT FOR NUCLEAR POWER GENERATING STATIONS | 2004 | 1.100 | 4 / DG-1328 | SEISMIC QUALIFICATION OF ELECTRICAL AND ACTIVE MECHANICAL EQUIPMENT AND FUNCTIONAL QUALIFICATION OF ACTIVE MECHANICAL EQUIPMENT FOR NUCLEAR POWER PLANTS
IEEE | IEEE Std 344-2013 | IEEE STANDARD FOR SEISMIC QUALIFICATION OF EQUIPMENT FOR NUCLEAR POWER GENERATING STATIONS | 2013 | 1.100 | 4 | SEISMIC QUALIFICATION OF ELECTRICAL AND ACTIVE MECHANICAL EQUIPMENT AND FUNCTIONAL QUALIFICATION OF ACTIVE MECHANICAL EQUIPMENT FOR NUCLEAR POWER PLANTS
IEEE | IEEE Std 344-2013 | IEEE STANDARD FOR SEISMIC QUALIFICATION OF EQUIPMENT FOR NUCLEAR POWER GENERATING STATIONS | 2013 | 1.100 | 4 / DG-1328 | SEISMIC QUALIFICATION OF ELECTRICAL AND ACTIVE MECHANICAL EQUIPMENT AND FUNCTIONAL QUALIFICATION OF ACTIVE MECHANICAL EQUIPMENT FOR NUCLEAR POWER PLANTS
IEEE | IEEE Std 382-2006 | IEEE STANDARD FOR QUALIFICATION OF SAFETY-RELATED ACTUATORS FOR NUCLEAR POWER GENERATING STATIONS | 2006 | 1.100 | 4 | SEISMIC QUALIFICATION OF ELECTRICAL AND ACTIVE MECHANICAL EQUIPMENT AND FUNCTIONAL QUALIFICATION OF ACTIVE MECHANICAL EQUIPMENT FOR NUCLEAR POWER PLANTS
IEEE | IEEE Std 382-2006 | IEEE STANDARD FOR QUALIFICATION OF SAFETY-RELATED ACTUATORS FOR NUCLEAR POWER GENERATING STATIONS | 2006 | 1.100 | 4 / DG-1328 | SEISMIC QUALIFICATION OF ELECTRICAL AND ACTIVE MECHANICAL EQUIPMENT AND FUNCTIONAL QUALIFICATION OF ACTIVE MECHANICAL EQUIPMENT FOR NUCLEAR POWER PLANTS
IEEE | IEEE Std C37.98-2013 | IEEE STANDARD FOR SEISMIC QUALIFICATION TESTING OF PROTECTIVE RELAYS AND AUXILIARIES FOR NUCLEAR FACILITIES | 2013 | 1.100 | 4 | SEISMIC QUALIFICATION OF ELECTRICAL AND ACTIVE MECHANICAL EQUIPMENT AND FUNCTIONAL QUALIFICATION OF ACTIVE MECHANICAL EQUIPMENT FOR NUCLEAR POWER PLANTS
IEEE | IEEE Std C37.98-2013 | IEEE STANDARD FOR SEISMIC QUALIFICATION TESTING OF PROTECTIVE RELAYS AND AUXILIARIES FOR NUCLEAR FACILITIES | 2013 | 1.100 | 4 / DG-1328 | SEISMIC QUALIFICATION OF ELECTRICAL AND ACTIVE MECHANICAL EQUIPMENT AND FUNCTIONAL QUALIFICATION OF ACTIVE MECHANICAL EQUIPMENT FOR NUCLEAR POWER PLANTS
IAEA | IAEA Safety Guide GS-R-2 | PREPAREDNESS AND RESPONSE FOR A NUCLEAR OR RADIOLOGICAL EMERGENCY | 2015 | 1.101 | 6 | EMERGENCY RESPONSE PLANNING AND PREPAREDNESS FOR NUCLEAR POWER REACTORS
NEI | NEI 06-04 Revision 2 Appendix A | RECOMMENDED DRILL AND EXERCISE OBJECTIVES | 2011 | 1.101 | 6 | EMERGENCY RESPONSE PLANNING AND PREPAREDNESS FOR NUCLEAR POWER REACTORS
NEI | NEI 06-04 Revision 3 Appendix A | RECOMMENDED DRILL AND EXERCISE OBJECTIVES | 2016 | 1.101 | 6 | EMERGENCY RESPONSE PLANNING AND PREPAREDNESS FOR NUCLEAR POWER REACTORS
NEI | NEI 07-01 Revision 0 | METHODOLOGY FOR DEVELOPMENT OF EMERGENCY ACTION LEVELS ADVANCED PASSIVE LIGHT WATER REACTORS | 2009 | 1.101 | 6 | EMERGENCY RESPONSE PLANNING AND PREPAREDNESS FOR NUCLEAR POWER REACTORS
NEI | NEI 10-05 Revision 0 | ASSESSMENT OF ON-SHIFT EMERGENCY RESPONSE ORGANIZATION STAFFING AND CAPABILITIES | 2011 | 1.101 | 6 | EMERGENCY RESPONSE PLANNING AND PREPAREDNESS FOR NUCLEAR POWER REACTORS
NEI | NEI 13-01 Revision 0 | REPORTABLE ACTION LEVELS FOR LOSS OF EMERGENCY PREPAREDNESS CAPABILITIES | 2014 | 1.101 | 6 | EMERGENCY RESPONSE PLANNING AND PREPAREDNESS FOR NUCLEAR POWER REACTORS
NEI | NEI 97-03 | METHODOLOGY FOR DEVELOPMENT OF EMERGENCY ACTION LEVELS | 1998 | 1.101 | 5 | EMERGENCY PLANNING AND PREPAREDNESS FOR NUCLEAR POWER REACTORS
NEI | NEI 99-01 | METHODOLOGY FOR DEVELOPMENT OF EMERGENCY ACTION LEVELS | 2003 | 1.101 | 5 | EMERGENCY PLANNING AND PREPAREDNESS FOR NUCLEAR POWER REACTORS
NEI | NEI 99-01 Revision 4 | METHODOLOGY FOR DEVELOPMENT OF EMERGENCY ACTION LEVELS | 2003 | 1.101 | 6 | EMERGENCY RESPONSE PLANNING AND PREPAREDNESS FOR NUCLEAR POWER REACTORS
NEI | NEI 99-01 Revision 5 | METHODOLOGY FOR DEVELOPMENT OF EMERGENCY ACTION LEVELS | 2008 | 1.101 | 6 | EMERGENCY RESPONSE PLANNING AND PREPAREDNESS FOR NUCLEAR POWER REACTORS
NEI | NEI 99-01 Revision 6 | DEVELOPMENT OF EMERGENCY ACTION LEVELS FOR NON-PASSIVE REACTORS | 2012 | 1.101 | 6 | EMERGENCY RESPONSE PLANNING AND PREPAREDNESS FOR NUCLEAR POWER REACTORS
NUMARC | NUMARC/NESP-007 | METHODOLOGY FOR DEVELOPMENT OF EMERGENCY ACTION LEVELS | 1992 | 1.101 | 6 | EMERGENCY RESPONSE PLANNING AND PREPAREDNESS FOR NUCLEAR POWER REACTORS
ANS | ANSI/ANS 10.4-1987 | GUIDELINES FOR THE VERIFICATION AND VALIDATION OF SCIENTIFIC AND ENGINEERING COMPUTER PROGRAMS FOR THE NUCLEAR INDUSTRY | 1987 | 1.105 | 3 | SETPOINTS FOR SAFETY-RELATED INSTRUMENTATION
IAEA | IAEA Specific Safety Guide SSG-39-2016 | DESIGN OF INSTRUMENTATION AND CONTROL SYSTEMS FOR NUCLEAR POWER PLANTS | 2014 | 1.105 | 4 | SETPOINTS FOR SAFETY-RELATED INSTRUMENTATION
IEC | IEC Standard 61888 | NUCLEAR POWER PLANTS-INSTRUMENTATION IMPORTANT TO SAFETY-DETERMINATION AND MAINTENANCE OF TRIP SETPOINTS | 2002 | 1.105 | 4 | SETPOINTS FOR SAFETY-RELATED INSTRUMENTATION
IEEE | IEEE Std 279-1968 | PROPOSED IEEE CRITERIA FOR NUCLEAR POWER PLANT PROTECTION SYSTEMS | 1968 | 1.105 | 4 | SETPOINTS FOR SAFETY-RELATED INSTRUMENTATION
IEEE | IEEE Std 279-1971 | CRITERIA FOR PROTECTION SYSTEMS FOR NUCLEAR POWER GENERATING STATIONS | 1971 | 1.105 | 4 | SETPOINTS FOR SAFETY-RELATED INSTRUMENTATION
IEEE | IEEE Std 603-1991 | CRITERIA FOR SAFETY SYSTEMS FOR NUCLEAR POWER GENERATING STATIONS | 1991 | 1.105 | 4 | SETPOINTS FOR SAFETY-RELATED INSTRUMENTATION
ISA | ANSI/ISA Standard 67.04.01-2018 | SETPOINTS FOR NUCLEAR SAFETY-RELATED INSTRUMENTATION | 2018 | 1.105 | 4 | SETPOINTS FOR SAFETY-RELATED INSTRUMENTATION
ISA | ISA-RP67.04.02-2010 | METHODOLOGIES FOR THE DETERMINATION OF SETPOINTS FOR NUCLEAR SAFETY-RELATED INSTRUMENTATION | 2010 | 1.105 | 4 | SETPOINTS FOR SAFETY-RELATED INSTRUMENTATION
ISA | ISA-S67.04-1982 | SETPOINTS FOR NUCLEAR SAFETY-RELATED INSTRUMENTATION | 1982 | 1.105 | 3 | SETPOINTS FOR SAFETY-RELATED INSTRUMENTATION
ISA | ISA-S67.04-1994 | SETPOINTS FOR NUCLEAR SAFETY-RELATED INSTRUMENTATION | 1994 | 1.105 | 3 | SETPOINTS FOR SAFETY-RELATED INSTRUMENTATION
IEEE | IEEE Std 603-2009 | CRITERIA FOR SAFETY SYSTEMS FOR NUCLEAR POWER GENERATING STATIONS | 2009 | 1.106 | 2 | THERMAL OVERLOAD PROTECTION FOR ELECTRIC MOTORS ON MOTOR-OPERATED VALVES
IEEE | IEEE Std 741-2007 | CRITERIA FOR THE PROTECTION OF CLASS 1E POWER SYSTEMS AND EQUIPMENT IN NUCLEAR POWER GENERATING STATIONS | 2007 | 1.106 | 2 | THERMAL OVERLOAD PROTECTION FOR ELECTRIC MOTORS ON MOTOR-OPERATED VALVES
ACI | ACI 212.3R-2004 | REPORT ON CHEMICAL ADMIXTURES FOR CONCRETE | 2004 | 1.107 | 2 | QUALIFICATIONS FOR CEMENT GROUTING FOR PRESTRESSING TENDONS IN CONTAINMENT STRUCTURES
ACI | ACI 222R-2001 | PROTECTION OF METALS IN CONCRETE AGAINST CORROSION | 2001 | 1.107 | 2 | QUALIFICATIONS FOR CEMENT GROUTING FOR PRESTRESSING TENDONS IN CONTAINMENT STRUCTURES
ACI | ACI 301-2005 | SPECIFICATIONS FOR STRUCTURAL CONCRETE | 2005 | 1.107 | 2 | QUALIFICATIONS FOR CEMENT GROUTING FOR PRESTRESSING TENDONS IN CONTAINMENT STRUCTURES
ACI | ACI 359 | CODE FOR CONCRETE REACTOR VESSELS AND CONTAINMENTS | 1999 | 1.107 | 2 | QUALIFICATIONS FOR CEMENT GROUTING FOR PRESTRESSING TENDONS IN CONTAINMENT STRUCTURES
ASME | ASME BPVC Section III, Division 2 (ACI 359) | CODE FOR CONCRETE CONTAINMENTS | 2003 | 1.107 | 2 | QUALIFICATIONS FOR CEMENT GROUTING FOR PRESTRESSING TENDONS IN CONTAINMENT STRUCTURES
ASTM | ASTM C1090-05 | STANDARD TEST METHOD FOR MEASURING CHANGES IN HEIGHT OF CYLINDRICAL SPECIMENS OF HYDRAULIC-CEMENT GROUT | 2005 | 1.107 | 2 | QUALIFICATIONS FOR CEMENT GROUTING FOR PRESTRESSING TENDONS IN CONTAINMENT STRUCTURES
ASTM | ASTM C109-99 | STANDARD TEST METHOD FOR COMPRESSIVE STRENGTH OF HYDRAULIC CEMENT MORTARS (USING 2-IN. CUBE SPECIMENS) | 1999 | 1.107 | 2 | QUALIFICATIONS FOR CEMENT GROUTING FOR PRESTRESSING TENDONS IN CONTAINMENT STRUCTURES
ASTM | ASTM C1152-04 | STANDARD TEST METHOD FOR ACID-SOLUBLE CHLORIDE IN MORTAR AND CONCRETE | 2004 | 1.107 | 2 | QUALIFICATIONS FOR CEMENT GROUTING FOR PRESTRESSING TENDONS IN CONTAINMENT STRUCTURES
ASTM | ASTM C1218-99 | STANDARD TEST METHOD FOR WATER-SOLUBLE CHLORIDE IN MORTAR AND CONCRETE STANDARD TEST METHOD FOR WATER-SOLUBLE CHLORIDE IN MORTAR AND CONCRETE | 1999 | 1.107 | 2 | QUALIFICATIONS FOR CEMENT GROUTING FOR PRESTRESSING TENDONS IN CONTAINMENT STRUCTURES
ASTM | ASTM C150-07 | STANDARD SPECIFICATION FOR PORTLAND CEMENT | 2007 | 1.107 | 2 | QUALIFICATIONS FOR CEMENT GROUTING FOR PRESTRESSING TENDONS IN CONTAINMENT STRUCTURES
ASTM | ASTM C185-08 | STANDARD TEST METHOD FOR AIR CONTENT OF HYDRAULIC CEMENT MORTAR | 2008 | 1.107 | 2 | QUALIFICATIONS FOR CEMENT GROUTING FOR PRESTRESSING TENDONS IN CONTAINMENT STRUCTURES
ASTM | ASTM C191-08 | STANDARD TEST METHODS FOR TIME OF SETTING OF HYDRAULIC CEMENT BY VICAT NEEDLE | 2008 | 1.107 | 2 | QUALIFICATIONS FOR CEMENT GROUTING FOR PRESTRESSING TENDONS IN CONTAINMENT STRUCTURES
ASTM | ASTM C260-06 | STANDARD SPECIFICATION FOR AIR-ENTRAINING ADMIXTURES FOR CONCRETE | 2006 | 1.107 | 2 | QUALIFICATIONS FOR CEMENT GROUTING FOR PRESTRESSING TENDONS IN CONTAINMENT STRUCTURES
ASTM | ASTM C937-02 | STANDARD SPECIFICATION FOR GROUT FLUIDIFIER FOR PREPLACED AGGREGATE CONCRETE | 2002 | 1.107 | 2 | QUALIFICATIONS FOR CEMENT GROUTING FOR PRESTRESSING TENDONS IN CONTAINMENT STRUCTURES
ASTM | ASTM C939-02 | STANDARD TEST METHOD FOR FLOW OF GROUT FOR PREPLACED AGGREGATE CONCRETE | 2002 | 1.107 | 2 | QUALIFICATIONS FOR CEMENT GROUTING FOR PRESTRESSING TENDONS IN CONTAINMENT STRUCTURES
ASTM | ASTM C940-98 | STANDARD TEST METHOD FOR EXPANSION AND BLEEDING OF FRESHLY MIXED GROUTS FOR PREPLACED-AGGREGATE CONCRETE IN THE LABORATORY | 1998 | 1.107 | 2 | QUALIFICATIONS FOR CEMENT GROUTING FOR PRESTRESSING TENDONS IN CONTAINMENT STRUCTURES
ASTM | ASTM C942-04 | STANDARD TEST METHOD FOR COMPRESSIVE STRENGTH OF GROUTS FOR PREPLACED-AGGREGATE CONCRETE IN THE LABORATORY | 2004 | 1.107 | 2 | QUALIFICATIONS FOR CEMENT GROUTING FOR PRESTRESSING TENDONS IN CONTAINMENT STRUCTURES
ASTM | ASTM C953-06 | STANDARD TEST METHOD FOR TIME OF SETTING OF GROUTS FOR PREPLACED-AGGREGATE CONCRETE IN THE LABORATORY | 2006 | 1.107 | 2 | QUALIFICATIONS FOR CEMENT GROUTING FOR PRESTRESSING TENDONS IN CONTAINMENT STRUCTURES
ASTM | ASTM D1129-03 | TERMS RELATING TO WATER | 2003 | 1.107 | 2 | QUALIFICATIONS FOR CEMENT GROUTING FOR PRESTRESSING TENDONS IN CONTAINMENT STRUCTURES
ASTM | ASTM D1293-05 | PH OF WATER AND WASTE WATER | 2005 | 1.107 | 2 | QUALIFICATIONS FOR CEMENT GROUTING FOR PRESTRESSING TENDONS IN CONTAINMENT STRUCTURES
ASTM | ASTM D3867-04 | STANDARD TEST METHODS FOR NITRITE-NITRATE IN WATER | 2004 | 1.107 | 2 | QUALIFICATIONS FOR CEMENT GROUTING FOR PRESTRESSING TENDONS IN CONTAINMENT STRUCTURES
ASTM | ASTM D512-04 | STANDARD TEST METHODS FOR CHLORIDE ION IN WATER | 2004 | 1.107 | 2 | QUALIFICATIONS FOR CEMENT GROUTING FOR PRESTRESSING TENDONS IN CONTAINMENT STRUCTURES
ASTM | ASTM D516-07 | STANDARD TEST METHOD FOR SULFATE ION IN WATER | 2007 | 1.107 | 2 | QUALIFICATIONS FOR CEMENT GROUTING FOR PRESTRESSING TENDONS IN CONTAINMENT STRUCTURES
ASTM | ASTM D596-06 | REPORTING RESULTS OF ANALYSIS OF WATER | 2006 | 1.107 | 2 | QUALIFICATIONS FOR CEMENT GROUTING FOR PRESTRESSING TENDONS IN CONTAINMENT STRUCTURES
ANSI | ANSI N271-76 | CONTAINMENT ISOLATION PROVISIONS FOR FLUID SYSTEMS | 1976 | 1.11 | 1 | INSTRUMENT LINES PENETRATING PRIMARY REACTOR CONTAINMENT (SAFETY GUIDE 11)
ANS | ANSI/ANS 18.1-1999 | RADIOACTIVE SOURCE TERM FOR NORMAL OPERATION FOR LIGHT WATER REACTORS | 1999 | 1.112 | 1 | CALCULATION OF RELEASES OF RADIOACTIVE MATERIALS IN GASEOUS AND LIQUID EFFLUENTS FROM LIGHT-WATER-COOLED POWER REACTORS
EPRI | EPRI NP-148 | FULL-SCALE TORNADO-MISSILE IMPACT TESTS | 1976 | 1.115 | 2 | PROTECTION AGAINST LOW-TRAJECTORY TURBINE MISSILES
EPRI | EPRI Report No. 1006451 | TECHNICAL APPROACH TO TURBINE MISSILE PROBABILITY ASSESSMENT | 2001 | 1.115 | 2 | PROTECTION AGAINST LOW-TRAJECTORY TURBINE MISSILES
EPRI | EPRI Report No. 1007637 | RISK-INFORMED TURBINE MISSILE ANALYSIS FOR A BWR 4 | 2003 | 1.115 | 2 | PROTECTION AGAINST LOW-TRAJECTORY TURBINE MISSILES
EPRI | EPRI Report No. 1009665 | GUIDANCE FOR PERFORMING A SIMPLIFIED RISK-INFORMED TURBINE MISSILE ANALYSIS | 2005 | 1.115 | 2 | PROTECTION AGAINST LOW-TRAJECTORY TURBINE MISSILES
IEEE | IEEE Std 279-1971 | CRITERIA FOR PROTECTION SYSTEMS FOR NUCLEAR POWER GENERATING STATIONS | 1971 | 1.118 | 3 | PERIODIC TESTING OF ELECTRIC POWER AND PROTECTION SYSTEMS
IEEE | IEEE Std 338-1987 | STANDARD CRITERIA FOR THE PERIODIC SURVEILLANCE TESTING OF NUCLEAR POWER GENERATING STATION SAFETY SYSTEMS | 1987 | 1.118 | 3 | PERIODIC TESTING OF ELECTRIC POWER AND PROTECTION SYSTEMS
IEEE | IEEE Std 603-1991 | CRITERIA FOR SAFETY SYSTEMS FOR NUCLEAR POWER GENERATING STATIONS | 1991 | 1.118 | 3 | PERIODIC TESTING OF ELECTRIC POWER AND PROTECTION SYSTEMS
ANS | ANS 3.2-1976 | ADMINISTRATIVE CONTROLS AND QUALITY ASSURANCE FOR THE OPERATIONAL PHASE OF NUCLEAR POWER PLANTS | 1976 | 1.123 | 1 | QUALITY ASSURANCE REQUIREMENTS FOR CONTROL OF PROCUREMENT OF ITEMS AND SERVICE FOR NUCLEAR POWER PLANTS
ANSI | ANSI N18.7-1976 | ADMINISTRATIVE CONTROLS AND QUALITY ASSURANCE FOR THE OPERATIONAL PHASE OF NUCLEAR POWER PLANTS | 1976 | 1.123 | 1 | QUALITY ASSURANCE REQUIREMENTS FOR CONTROL OF PROCUREMENT OF ITEMS AND SERVICE FOR NUCLEAR POWER PLANTS
ANSI | ANSI N45-2.13-1976 | QUALITY ASSURANCE REQUIREMENTS FOR CONTROL OF PROCUREMENT OF ITEMS AND SERVICES FOR NUCLEAR POWER PLANTS | 1976 | 1.123 | 1 | QUALITY ASSURANCE REQUIREMENTS FOR CONTROL OF PROCUREMENT OF ITEMS AND SERVICE FOR NUCLEAR POWER PLANTS
ASME | ASME BPVC Section III | RULES FOR CONSTRUCTION OF NUCLEAR FACILITY COMPONENTS | 2008 | 1.124 | 3 | SERVICE LIMITS AND LOADING COMBINATIONS FOR CLASS 1 LINEAR-TYPE SUPPORTS
ANSI | ANSI N15.15-1974 | ASSESSMENT OF THE ASSUMPTION OF NORMALITY (EMPLOYING INDIVIDUAL OBSERVED VALUES) | 1974 | 1.126 | 2 | AN ACCEPTABLE MODEL AND RELATED STATISTICAL METHODS FOR THE ANALYSIS OF FUEL DENSIFICATION
ACI | ACI 201-1968 | GUIDE FOR MAKING A CONDITION SURVEY OF CONCRETE IN SERVICE | 1968 | 1.127 | 1 | INSPECTION OF WATER-CONTROL STRUCTURES ASSOCIATED WITH NUCLEAR POWER PLANTS
ASCE | ASCE 869-877 | ANALYSES OF WACO DAM SLIDE | 1972 | 1.127 | 1 | INSPECTION OF WATER-CONTROL STRUCTURES ASSOCIATED WITH NUCLEAR POWER PLANTS
IAEA | IAEA NS-G-1.8 | DESIGN OF EMERGENCY POWER SYSTEMS FOR NUCLEAR POWER PLANTS | 2004 | 1.128 | 3 | INSTALLATION DESIGN AND INSTALLATION OF VENTED LEAD-ACID STORAGE BATTERIES FOR PRODUCTION AND UTILIZATION FACILITIES
IAEA | IAEA Specific Safety Guide (SSG) No. SSG-34 | DESIGN OF ELECTRICAL POWER SYSTEMS FOR NUCLEAR POWER PLANTS | 2016 | 1.128 | 3 | INSTALLATION DESIGN AND INSTALLATION OF VENTED LEAD-ACID STORAGE BATTERIES FOR PRODUCTION AND UTILIZATION FACILITIES
IEEE | IEEE Std 1635 | GUIDE FOR THE VENTILATION AND THERMAL MANAGEMENT OF BATTERIES FOR STATIONARY APPLICATIONS |  | 1.128 | 3 | INSTALLATION DESIGN AND INSTALLATION OF VENTED LEAD-ACID STORAGE BATTERIES FOR PRODUCTION AND UTILIZATION FACILITIES
IEEE | IEEE Std 308-2001 | IEEE STANDARD CRITERIA FOR CLASS 1E POWER SYSTEMS FOR NUCLEAR POWER GENERATING STATIONS | 2001 | 1.128 | 2 | INSTALLATION DESIGN AND INSTALLATION OF VENTED LEAD-ACID STORAGE BATTERIES FOR NUCLEAR POWER PLANTS
IEEE | IEEE Std 336-2005 | INSTALLATION, INSPECTION, AND TESTING REQUIREMENTS FOR INSTRUMENTATION AND ELECTRIC EQUIPMENT DURING THE CONSTRUCTION OF NUCLEAR POWER GENERATING STATIONS | 2005 | 1.128 | 2 | INSTALLATION DESIGN AND INSTALLATION OF VENTED LEAD-ACID STORAGE BATTERIES FOR NUCLEAR POWER PLANTS
IEEE | IEEE Std 344-2004 | IEEE RECOMMENDED PRACTICE FOR SEISMIC QUALIFICATION OF CLASS 1E EQUIPMENT FOR NUCLEAR POWER GENERATING STATIONS | 2004 | 1.128 | 2 | INSTALLATION DESIGN AND INSTALLATION OF VENTED LEAD-ACID STORAGE BATTERIES FOR NUCLEAR POWER PLANTS
IEEE | IEEE Std 384-1992 | IEEE STANDARD CRITERIA FOR INDEPENDENCE OF CLASS 1E EQUIPMENT AND CIRCUITS | 1992 | 1.128 | 2 | INSTALLATION DESIGN AND INSTALLATION OF VENTED LEAD-ACID STORAGE BATTERIES FOR NUCLEAR POWER PLANTS
IEEE | IEEE Std 450-2002 | IEEE RECOMMENDED PRACTICE FOR MAINTENANCE, TESTING AND REPLACEMENT OF LARGE LEAD STORAGE BATTERIES FOR GENERATING STATIONS AND SUBSTATIONS | 2002 | 1.128 | 2 | INSTALLATION DESIGN AND INSTALLATION OF VENTED LEAD-ACID STORAGE BATTERIES FOR NUCLEAR POWER PLANTS
IEEE | IEEE Std 450-2002 | IEEE RECOMMENDED PRACTICE FOR MAINTENANCE, TESTING AND REPLACEMENT OF LARGE LEAD STORAGE BATTERIES FOR GENERATING STATIONS AND SUBSTATIONS | 2002 | 1.128 | 3 | INSTALLATION DESIGN AND INSTALLATION OF VENTED LEAD-ACID STORAGE BATTERIES FOR PRODUCTION AND UTILIZATION FACILITIES
IEEE | IEEE Std 484-1975 | IEEE RECOMMENDED PRACTICE FOR INSTALLATION, DESIGN AND INSTALLATION OF LARGE LEAD STORAGE BATTERIES FOR GENERATING STATIONS AND SUBSTATIONS | 1975 | 1.128 | 2 | INSTALLATION DESIGN AND INSTALLATION OF VENTED LEAD-ACID STORAGE BATTERIES FOR NUCLEAR POWER PLANTS
IEEE | IEEE Std 484-2002 | IEEE RECOMMENDED PRACTICE FOR INSTALLATION, DESIGN AND INSTALLATION OF LARGE LEAD STORAGE BATTERIES FOR GENERATING STATIONS AND SUBSTATIONS | 2002 | 1.128 | 2 | INSTALLATION DESIGN AND INSTALLATION OF VENTED LEAD-ACID STORAGE BATTERIES FOR NUCLEAR POWER PLANTS
IEEE | IEEE Std 484-2002 | IEEE RECOMMENDED PRACTICE FOR INSTALLATION, DESIGN AND INSTALLATION OF LARGE LEAD STORAGE BATTERIES FOR GENERATING STATIONS AND SUBSTATIONS | 2002 | 1.128 | 3 | INSTALLATION DESIGN AND INSTALLATION OF VENTED LEAD-ACID STORAGE BATTERIES FOR PRODUCTION AND UTILIZATION FACILITIES
IEEE | IEEE Std 484-2019 | IEEE RECOMMENDED PRACTICE FOR INSTALLATION DESIGN AND INSTALLATION OF VENTED LEAD-ACID BATTERIES FOR STATIONARY APPLICATIONS | 2019 | 1.128 | 3 | INSTALLATION DESIGN AND INSTALLATION OF VENTED LEAD-ACID STORAGE BATTERIES FOR PRODUCTION AND UTILIZATION FACILITIES
IAEA | IAEA NS-G-1.8-2004 | DESIGN OF EMERGENCY POWER SYSTEMS FOR NUCLEAR POWER PLANTS | 2004 | 1.129 | 3 | MAINTENANCE, TESTING, AND REPLACEMENT OF VENTED LEAD-ACID STORAGE BATTERIES FOR NUCLEAR POWER PLANTS
IAEA | IAEA Specific Safety Guide (SSG) No. SSG-34 | DESIGN OF ELECTRICAL POWER SYSTEMS FOR NUCLEAR POWER PLANTS | 2016 | 1.129 | 4 | MAINTENANCE, TESTING, AND REPLACEMENT OF VENTED LEAD-ACID STORAGE BATTERIES FOR PRODUCTION AND UTILIZATION FACILITIES
IEEE | IEEE Std 308 | IEEE STANDARD CRITERIA FOR CLASS 1E POWER SYSTEMS FOR NUCLEAR POWER GENERATING STATIONS | Unknown | 1.129 | 0 | MAINTENANCE, TESTING, AND REPLACEMENT OF VENTED LEAD-ACID STORAGE BATTERIES FOR NUCLEAR POWER PLANTS
IEEE | IEEE Std 308-2001 | IEEE STANDARD CRITERIA FOR CLASS 1E POWER SYSTEMS FOR NUCLEAR POWER GENERATING STATIONS | 2001 | 1.129 | 3 | MAINTENANCE, TESTING, AND REPLACEMENT OF VENTED LEAD-ACID STORAGE BATTERIES FOR NUCLEAR POWER PLANTS
IEEE | IEEE Std 450-2002 | IEEE RECOMMENDED PRACTICE FOR MAINTENANCE, TESTING AND REPLACEMENT OF LARGE LEAD STORAGE BATTERIES FOR GENERATING STATIONS AND SUBSTATIONS | 2002 | 1.129 | 0 | MAINTENANCE, TESTING, AND REPLACEMENT OF VENTED LEAD-ACID STORAGE BATTERIES FOR NUCLEAR POWER PLANTS
IEEE | IEEE Std 450-2002 | IEEE RECOMMENDED PRACTICE FOR MAINTENANCE, TESTING AND REPLACEMENT OF LARGE LEAD STORAGE BATTERIES FOR GENERATING STATIONS AND SUBSTATIONS | 2002 | 1.129 | 3 | MAINTENANCE, TESTING, AND REPLACEMENT OF VENTED LEAD-ACID STORAGE BATTERIES FOR NUCLEAR POWER PLANTS
IEEE | IEEE Std 450-2010 | IEEE RECOMMENDED PRACTICE FOR MAINTENANCE, TESTING AND REPLACEMENT OF LARGE LEAD STORAGE BATTERIES FOR GENERATING STATIONS AND SUBSTATIONS | 2010 | 1.129 | 0 | MAINTENANCE, TESTING, AND REPLACEMENT OF VENTED LEAD-ACID STORAGE BATTERIES FOR NUCLEAR POWER PLANTS
IEEE | IEEE Std 450-2010 | IEEE RECOMMENDED PRACTICE FOR MAINTENANCE, TESTING AND REPLACEMENT OF LARGE LEAD STORAGE BATTERIES FOR GENERATING STATIONS AND SUBSTATIONS | 2010 | 1.129 | 3 | MAINTENANCE, TESTING, AND REPLACEMENT OF VENTED LEAD-ACID STORAGE BATTERIES FOR NUCLEAR POWER PLANTS
IEEE | IEEE Std 450-2020 | IEEE RECOMMENDED PRACTICE FOR MAINTENANCE, TESTING, AND REPLACEMENT OF VENTED LEAD-ACID BATTERIES FOR STATIONARY APPLICATIONS | 2020 | 1.129 | 4 | MAINTENANCE, TESTING, AND REPLACEMENT OF VENTED LEAD-ACID STORAGE BATTERIES FOR PRODUCTION AND UTILIZATION FACILITIES
IEEE | IEEE Std 484-2002 | IEEE RECOMMENDED PRACTICE FOR INSTALLATION, DESIGN AND INSTALLATION OF LARGE LEAD STORAGE BATTERIES FOR GENERATING STATIONS AND SUBSTATIONS | 2002 | 1.129 | 3 | MAINTENANCE, TESTING, AND REPLACEMENT OF VENTED LEAD-ACID STORAGE BATTERIES FOR NUCLEAR POWER PLANTS
IEEE | IEEE Std 485-2010 | IEEE RECOMMENDED PRACTICE FOR SIZING LEAD ACID BATTERIES FOR STATIONARY APPLICATIONS | 2010 | 1.129 | 0 | MAINTENANCE, TESTING, AND REPLACEMENT OF VENTED LEAD-ACID STORAGE BATTERIES FOR NUCLEAR POWER PLANTS
IEEE | IEEE Std 485-2010 | IEEE RECOMMENDED PRACTICE FOR SIZING LEAD ACID BATTERIES FOR STATIONARY APPLICATIONS | 2010 | 1.129 | 3 | MAINTENANCE, TESTING, AND REPLACEMENT OF VENTED LEAD-ACID STORAGE BATTERIES FOR NUCLEAR POWER PLANTS
ANS | ANS 2.10 | CRITERIA FOR RETRIEVAL, PROCESSING, HANDLING, AND STORAGE OF RECORDS FROM NUCLEAR FACILITY SEISMIC INSTRUMENTATION | Unknown | 1.13 | 2 | SPENT FUEL STORAGE FACILITY DESIGN BASIS
ANS | ANS 2.2-2016 | EARTHQUAKE INSTRUMENTATION CRITERIA FOR NUCLEAR POWER PLANTS | 2016 | 1.13 | 2 | SPENT FUEL STORAGE FACILITY DESIGN BASIS
ANS | ANS 2.23 | NUCLEAR PLANT RESPONSE TO AN EARTHQUAKE | Unknown | 1.13 | 2 | SPENT FUEL STORAGE FACILITY DESIGN BASIS
ANS | ANS 57.2-1983 | DESIGN OBJECTIVES FOR LIGHT-WATER SPENT FUEL STORAGE FACILITIES AT NUCLEAR POWER PLANTS | 1983 | 1.13 | 2 | SPENT FUEL STORAGE FACILITY DESIGN BASIS
ANSI | ANSI N210-76 (ANS-57.2) | DESIGN OBJECTIVES FOR LIGHT-WATER SPENT FUEL STORAGE FACILITIES AT NUCLEAR POWER PLANTS | 1976/1983 | 1.13 | 2 | SPENT FUEL STORAGE FACILITY DESIGN BASIS
ASME | ASME BPVC Section III | RULES FOR CONSTRUCTION OF NUCLEAR FACILITY COMPONENTS | 1999 | 1.130 | 3 | SERVICE LIMITS AND LOADING COMBINATIONS FOR CLASS 1 PLATE-AND-SHELL-TYPE COMPONENT SUPPORTS
ANSI | ANSI N41.10-1975 (IEEE Std. 383-1974) | IEEE STANDARD FOR TYPE TEST OF CLASS 1E ELECTRIC CABLES, FIELD SPLICES, AND CONNECTIONS FOR NUCLEAR POWER GENERATING STATIONS | 1975 | 1.131 | 0 | QUALIFICATION TESTS OF ELECTRIC CABLES, FIELD SPLICES, AND CONNECTIONS FOR LIGHT-WATER-COOLED NUCLEAR POWER PLANTS (FOR COMMENT)
ASTM | ASTM D2220-68 | VINYL CHLORIDE PLASTIC INSULATION FOR WIRE AND CABLE | 1968 | 1.131 | 0 | QUALIFICATION TESTS OF ELECTRIC CABLES, FIELD SPLICES, AND CONNECTIONS FOR LIGHT-WATER-COOLED NUCLEAR POWER PLANTS (FOR COMMENT)
IEEE | IEEE Std 323-1974 | IEEE STANDARD FOR QUALIFYING CLASS IE EQUIPMENT FOR NUCLEAR POWER GENERATING STATIONS | 1974 | 1.131 | 0 | QUALIFICATION TESTS OF ELECTRIC CABLES, FIELD SPLICES, AND CONNECTIONS FOR LIGHT-WATER-COOLED NUCLEAR POWER PLANTS (FOR COMMENT)
IEEE | IEEE Std 383-1974 | IEEE STANDARD FOR TYPE TEST OF CLASS IE ELECTRIC CABLES, FIELD SPLICES, AND CONNECTIONS FOR NUCLEAR POWER GENERATING STATIONS | 1974 | 1.131 | 0 | QUALIFICATION TESTS OF ELECTRIC CABLES, FIELD SPLICES, AND CONNECTIONS FOR LIGHT-WATER-COOLED NUCLEAR POWER PLANTS (FOR COMMENT)
ASTM | ASTM D5092-04 | STANDARD PRACTICE FOR DESIGN AND INSTALLATION OF GROUNDWATER MONITORING WELLS | 2010 | 1.132 | 3 | GEOLOGIC AND GEOTECHNICAL SITE CHARACTERIZATION INVESTIGATIONS FOR NUCLEAR POWER PLANTS
ASTM | ASTM D5092-95 | PRACTICES FOR DESIGN AND INSTALLATION OF GROUNDWATER MONITORING WELLS IN AQUIFERS | 1995 | 1.132 | 2 | SITE INVESTIGATIONS FOR FOUNDATIONS OF NUCLEAR POWER PLANTS
ASTM | ASTM D5753-05 | STANDARD GUIDE FOR PLANNING AND CONDUCTING BOREHOLE GEOPHYSICAL LOGGING | 2010 | 1.132 | 3 | GEOLOGIC AND GEOTECHNICAL SITE CHARACTERIZATION INVESTIGATIONS FOR NUCLEAR POWER PLANTS
IAEA | IAEA Safety Standards Series No. NS-G-3.6 | GEOTECHNICAL ASPECTS OF SITE EVALUATION AND FOUNDATIONS FOR NUCLEAR POWER PLANTS | 2005 | 1.132 | 3 | GEOLOGIC AND GEOTECHNICAL SITE CHARACTERIZATION INVESTIGATIONS FOR NUCLEAR POWER PLANTS
IAEA | IAEA Specific Safety Guide No. SSG-9 | SEISMIC HAZARDS IN SITE EVALUATION FOR NUCLEAR INSTALLATIONS | 2010 | 1.132 | 3 | GEOLOGIC AND GEOTECHNICAL SITE CHARACTERIZATION INVESTIGATIONS FOR NUCLEAR POWER PLANTS
U.S. Army Corps of Engineers | Engineer Manual 1110-1-1003 | NAVSTAR GLOBAL POSITIONING SYSTEM SURVEYING | 2011 | 1.132 | 3 | GEOLOGIC AND GEOTECHNICAL SITE CHARACTERIZATION INVESTIGATIONS FOR NUCLEAR POWER PLANTS
U.S. Army Corps of Engineers | Engineer Manual 1110-1-1804 | GEOTECHNICAL INVESTIGATIONS | 2001 | 1.132 | 3 | GEOLOGIC AND GEOTECHNICAL SITE CHARACTERIZATION INVESTIGATIONS FOR NUCLEAR POWER PLANTS
U.S. Army Corps of Engineers | Engineer Manual EM 1110-1-1802 | GEOPHYSICAL EXPLORATION FOR ENGINEERING AND ENVIRONMENTAL INVESTIGATIONS | 1995 | 1.132 | 3 | GEOLOGIC AND GEOTECHNICAL SITE CHARACTERIZATION INVESTIGATIONS FOR NUCLEAR POWER PLANTS
U.S. Army Corps of Engineers | Engineer Manual EM 1110-2-1908 (Part 1) | INSTRUMENTATION OF EMBANKMENT DAMS AND LEVEES | 1995 | 1.132 | 3 | GEOLOGIC AND GEOTECHNICAL SITE CHARACTERIZATION INVESTIGATIONS FOR NUCLEAR POWER PLANTS
ANS | ANSI/ANS 15.4-2007 | SELECTION AND TRAINING OF PERSONNEL FOR RESEARCH REACTORS | 2007 | 1.134 | 4 | MEDICAL ASSESSMENT OF LICENSED OPERATORS OR APPLICANTS FOR OPERATOR LICENSES AT NUCLEAR POWER PLANTS
ANS | ANSI/ANS 3.4-1976 | MEDICAL CERTIFICATION AND MONITORING OF PERSONNEL REQUIRING OPERATOR LICENSES FOR NUCLEAR POWER PLANTS | 1976 | 1.134 | 4 | MEDICAL ASSESSMENT OF LICENSED OPERATORS OR APPLICANTS FOR OPERATOR LICENSES AT NUCLEAR POWER PLANTS
ANS | ANSI/ANS 3.4-1996 | MEDICAL CERTIFICATION AND MONITORING OF PERSONNEL REQUIRING OPERATOR LICENSES FOR NUCLEAR POWER PLANTS | 1996 | 1.134 | 4 | MEDICAL ASSESSMENT OF LICENSED OPERATORS OR APPLICANTS FOR OPERATOR LICENSES AT NUCLEAR POWER PLANTS
ANS | ANSI/ANS-3.4-1983 | MEDICAL CERTIFICATION AND MONITORING OF PERSONNEL REQUIRING OPERATOR LICENSES FOR NUCLEAR POWER PLANTS | 1983 | 1.134 | 4 | MEDICAL ASSESSMENT OF LICENSED OPERATORS OR APPLICANTS FOR OPERATOR LICENSES AT NUCLEAR POWER PLANTS
ANS | ANSI/ANS-3.4-2013 | MEDICAL CERTIFICATION AND MONITORING OF PERSONNEL REQUIRING LICENSES FOR NUCLEAR POWER PLANTS | 2013 | 1.134 | 4 | MEDICAL ASSESSMENT OF LICENSED OPERATORS OR APPLICANTS FOR OPERATOR LICENSES AT NUCLEAR POWER PLANTS
IAEA | IAEA NS-G-2.8-2011 | RECRUITMENT, QUALIFICATION AND TRAINING OF PERSONNEL FOR NUCLEAR POWER PLANTS | 2011 | 1.134 | 4 | MEDICAL ASSESSMENT OF LICENSED OPERATORS OR APPLICANTS FOR OPERATOR LICENSES AT NUCLEAR POWER PLANTS
ACI | ACI 237R-07 | SELF-CONSOLIDATING CONCRETE | 2007 | 1.136 | 4 | DESIGN LIMITS, LOADING COMBINATIONS, MATERIALS, CONSTRUCTION, AND TESTING OF CONCRETE CONTAINMENTS
ACI | ACI 305.1-14 | SPECIFICATION FOR HOT WEATHER CONCRETING | 2014 | 1.136 | 4 | DESIGN LIMITS, LOADING COMBINATIONS, MATERIALS, CONSTRUCTION, AND TESTING OF CONCRETE CONTAINMENTS
ACI | ACI 305R-10 | GUIDE TO HOT WEATHER CONCRETING | 2010 | 1.136 | 4 | DESIGN LIMITS, LOADING COMBINATIONS, MATERIALS, CONSTRUCTION, AND TESTING OF CONCRETE CONTAINMENTS
ACI | ACI 305R-1999 | HOT WEATHER CONCRETING | 1999 | 1.136 | 3 | DESIGN LIMITS, LOADING COMBINATIONS, MATERIALS, CONSTRUCTION, AND TESTING OF CONCRETE CONTAINMENTS
ACI | ACI 306.1-90 | STANDARD SPECIFICATION FOR COLD WEATHER CONCRETING | 1990 | 1.136 | 3 | DESIGN LIMITS, LOADING COMBINATIONS, MATERIALS, CONSTRUCTION, AND TESTING OF CONCRETE CONTAINMENTS
ACI | ACI 306.1-90 | STANDARD SPECIFICATION FOR COLD WEATHER CONCRETING | 1990 | 1.136 | 4 | DESIGN LIMITS, LOADING COMBINATIONS, MATERIALS, CONSTRUCTION, AND TESTING OF CONCRETE CONTAINMENTS
ACI | ACI 306R-16 | STANDARD SPECIFICATION FOR COLD WEATHER CONCRETING | 2016 | 1.136 | 4 | DESIGN LIMITS, LOADING COMBINATIONS, MATERIALS, CONSTRUCTION, AND TESTING OF CONCRETE CONTAINMENTS
ACI | ACI 308.1-11 | STANDARD SPECIFICATION FOR CURING CONCRETE | 2011 | 1.136 | 4 | DESIGN LIMITS, LOADING COMBINATIONS, MATERIALS, CONSTRUCTION, AND TESTING OF CONCRETE CONTAINMENTS
ACI | ACI 308.1-1998 | STANDARD SPECIFICATION FOR CURING CONCRETE | 1998 | 1.136 | 3 | DESIGN LIMITS, LOADING COMBINATIONS, MATERIALS, CONSTRUCTION, AND TESTING OF CONCRETE CONTAINMENTS
ACI | ACI 308R-16 | GUIDE FOR EXTERNAL CURING CONCRETE | 2016 | 1.136 | 4 | DESIGN LIMITS, LOADING COMBINATIONS, MATERIALS, CONSTRUCTION, AND TESTING OF CONCRETE CONTAINMENTS
ACI | ACI 318-19 | BUILDING CODE REQUIREMENTS FOR STRUCTURAL CONCRETE | 2019 | 1.136 | 4 | DESIGN LIMITS, LOADING COMBINATIONS, MATERIALS, CONSTRUCTION, AND TESTING OF CONCRETE CONTAINMENTS
ACI | ACI 318-2005 | BUILDING CODE REQUIREMENTS FOR STRUCTURAL CONCRETE | 2005 | 1.136 | 3 | DESIGN LIMITS, LOADING COMBINATIONS, MATERIALS, CONSTRUCTION, AND TESTING OF CONCRETE CONTAINMENTS
ACI | ACI 349-01-2001 | CODE REQUIREMENTS FOR NUCLEAR SAFETY RELATED CONCRETE STRUCTURES | 2001 | 1.136 | 3 | DESIGN LIMITS, LOADING COMBINATIONS, MATERIALS, CONSTRUCTION, AND TESTING OF CONCRETE CONTAINMENTS
ACI | ACI 349-13 | CODE REQUIREMENTS FOR NUCLEAR SAFETY RELATED CONCRETE STRUCTURES AND COMMENTARY | 2013 | 1.136 | 4 | DESIGN LIMITS, LOADING COMBINATIONS, MATERIALS, CONSTRUCTION, AND TESTING OF CONCRETE CONTAINMENTS
ACI | ACI 359-2001 | CODE FOR CONCRETE REACTOR VESSELS AND CONTAINMENTS | 2001 | 1.136 | 3 | DESIGN LIMITS, LOADING COMBINATIONS, MATERIALS, CONSTRUCTION, AND TESTING OF CONCRETE CONTAINMENTS
ACI | ACI Standard 318-14 | BUILDING CODE REQUIREMENTS FOR STRUCTURAL CONCRETE | 2014 | 1.136 | 4 | DESIGN LIMITS, LOADING COMBINATIONS, MATERIALS, CONSTRUCTION, AND TESTING OF CONCRETE CONTAINMENTS
ASCE | ASCE/SEI 37-14 | DESIGN LOADS ON STRUCTURES DURING CONSTRUCTION | 2014 | 1.136 | 4 | DESIGN LIMITS, LOADING COMBINATIONS, MATERIALS, CONSTRUCTION, AND TESTING OF CONCRETE CONTAINMENTS
ASME | ASME BPVC Section III, Division 2 (ACI 359) | CODE FOR CONCRETE CONTAINMENTS | 2003 | 1.136 | 3 | DESIGN LIMITS, LOADING COMBINATIONS, MATERIALS, CONSTRUCTION, AND TESTING OF CONCRETE CONTAINMENTS
ASME | ASME BPVC Section III, Division 2 (ACI 359) | CODE FOR CONCRETE CONTAINMENTS | 2019 | 1.136 | 4 | DESIGN LIMITS, LOADING COMBINATIONS, MATERIALS, CONSTRUCTION, AND TESTING OF CONCRETE CONTAINMENTS
ASME | ASME BPVC Section XI | RULES FOR INSERVICE INSPECTION OF NUCLEAR POWER PLANT COMPONENTS | 2003 | 1.136 | 3 | DESIGN LIMITS, LOADING COMBINATIONS, MATERIALS, CONSTRUCTION, AND TESTING OF CONCRETE CONTAINMENTS
ASME | ASME BPVC Section XI, Division 1 | RULES FOR INSPECTION AND TESTING OF COMPONENTS OF LIGHT-WATER-COOLED PLANTS | Unknown | 1.136 | 4 | DESIGN LIMITS, LOADING COMBINATIONS, MATERIALS, CONSTRUCTION, AND TESTING OF CONCRETE CONTAINMENTS
ASME | ASME BPVC, Section III, Subsection NCA | GENERAL REQUIREMENTS FOR DIVISION 1 AND DIVISION 2 | 2019 | 1.136 | 4 | DESIGN LIMITS, LOADING COMBINATIONS, MATERIALS, CONSTRUCTION, AND TESTING OF CONCRETE CONTAINMENTS
ASTM | ASTM 370-18 | STANDARD TEST METHODS AND DEFINITIONS FOR MECHANICAL TESTING OF STEEL PRODUCTS | 2018 | 1.136 | 4 | DESIGN LIMITS, LOADING COMBINATIONS, MATERIALS, CONSTRUCTION, AND TESTING OF CONCRETE CONTAINMENTS
ASTM | ASTM A1034/A1034M | STANDARD TEST METHODS FOR TESTING MECHANICAL SPLICES FOR REINFORCING BARS | 2010 | 1.136 | 4 | DESIGN LIMITS, LOADING COMBINATIONS, MATERIALS, CONSTRUCTION, AND TESTING OF CONCRETE CONTAINMENTS
ASTM | ASTM A615 | STANDARD SPECIFICATION FOR DEFORMED AND PLAIN CARBON-STEEL BARS FOR CONCRETE | 2019 | 1.136 | 4 | DESIGN LIMITS, LOADING COMBINATIONS, MATERIALS, CONSTRUCTION, AND TESTING OF CONCRETE CONTAINMENTS
ASTM | ASTM A706 | STANDARD SPECIFICATION FOR DEFORMED AND PLAIN LOW-ALLOY STEEL BARS FOR CONCRETE REINFORCEMENT | 2019 | 1.136 | 4 | DESIGN LIMITS, LOADING COMBINATIONS, MATERIALS, CONSTRUCTION, AND TESTING OF CONCRETE CONTAINMENTS
ASTM | ASTM A970/A970M | STANDARD SPECIFICATION FOR HEADED STEEL BARS FOR CONCRETE REINFORCEMENT | 2018 | 1.136 | 4 | DESIGN LIMITS, LOADING COMBINATIONS, MATERIALS, CONSTRUCTION, AND TESTING OF CONCRETE CONTAINMENTS
ASTM | ASTM C1610/C1610M–19 | STANDARD TEST METHOD FOR STATIC SEGREGATION OF SELF-CONSOLIDATING CONCRETE USING COLUMN TECHNIQUE | 2019 | 1.136 | 4 | DESIGN LIMITS, LOADING COMBINATIONS, MATERIALS, CONSTRUCTION, AND TESTING OF CONCRETE CONTAINMENTS
ASTM | ASTM C1611/C1611M–18 | STANDARD TEST METHOD FOR SLUMP FLOW OF SELF-CONSOLIDATING CONCRETE | 2018 | 1.136 | 4 | DESIGN LIMITS, LOADING COMBINATIONS, MATERIALS, CONSTRUCTION, AND TESTING OF CONCRETE CONTAINMENTS
ASTM | ASTM C1712/C1712M–17 | STANDARD TEST METHOD FOR RAPID ASSESSMENT OF STATIC SEGREGATION RESISTANCE OF SELF-CONSOLIDATING CONCRETE USING PENETRATION TEST | 2017 | 1.136 | 4 | DESIGN LIMITS, LOADING COMBINATIONS, MATERIALS, CONSTRUCTION, AND TESTING OF CONCRETE CONTAINMENTS
ASTM | ASTM C1758/C1758M–15 | STANDARD PRACTICE FOR FABRICATING TEST SPECIMENS WITH SELF-CONSOLIDATING CONCRETE | 2015 | 1.136 | 4 | DESIGN LIMITS, LOADING COMBINATIONS, MATERIALS, CONSTRUCTION, AND TESTING OF CONCRETE CONTAINMENTS
IAEA | IAEA Nuclear Energy Series No. NP-T-2.5 | CONSTRUCTION TECHNOLOGIES FOR NUCLEAR POWER PLANTS | 2011 | 1.136 | 4 | DESIGN LIMITS, LOADING COMBINATIONS, MATERIALS, CONSTRUCTION, AND TESTING OF CONCRETE CONTAINMENTS
IAEA | IAEA Safety Guide No. NS-G-1.6 | SEISMIC DESIGN AND QUALIFICATION FOR NUCLEAR POWER PLANTS | 2003 | 1.136 | 4 | DESIGN LIMITS, LOADING COMBINATIONS, MATERIALS, CONSTRUCTION, AND TESTING OF CONCRETE CONTAINMENTS
IAEA | IAEA Safety Guide No. NS-G-2.6 | MAINTENANCE, SURVEILLANCE AND IN-SERVICE INSPECTIONS IN NUCLEAR POWER PLANTS | 2002 | 1.136 | 4 | DESIGN LIMITS, LOADING COMBINATIONS, MATERIALS, CONSTRUCTION, AND TESTING OF CONCRETE CONTAINMENTS
IAEA | IAEA Safety Guide No. NS-G-3.6 | GEOTECHNICAL ASPECTS OF SITE EVALUATION AND FOUNDATIONS FOR NUCLEAR POWER PLANTS | 2004 | 1.136 | 4 | DESIGN LIMITS, LOADING COMBINATIONS, MATERIALS, CONSTRUCTION, AND TESTING OF CONCRETE CONTAINMENTS
IAEA | IAEA Specific Safety Guide No. SSG-48 | AGING MANAGEMENT AND DEVELOPMENT OF A PROGRAMME FOR LONG TERM OPERATIONS OF NUCLEAR POWER PLANTS | 2018 | 1.136 | 4 | DESIGN LIMITS, LOADING COMBINATIONS, MATERIALS, CONSTRUCTION, AND TESTING OF CONCRETE CONTAINMENTS
IAEA | IAEA Specific Safety Guide No. SSG-53 | DESIGN OF REACTOR CONTAINMENT AND ASSOCIATED SYSTEMS FOR NUCLEAR POWER PLANTS | 2019 | 1.136 | 4 | DESIGN LIMITS, LOADING COMBINATIONS, MATERIALS, CONSTRUCTION, AND TESTING OF CONCRETE CONTAINMENTS
IAEA | IAEA Specific Safety Guide SSG-38 | CONSTRUCTION FOR NUCLEAR INSTALLATIONS | 2015 | 1.136 | 4 | DESIGN LIMITS, LOADING COMBINATIONS, MATERIALS, CONSTRUCTION, AND TESTING OF CONCRETE CONTAINMENTS
ANS | ANS N195-1976 | FUEL OIL SYSTEMS FOR STANDBY DIESEL-GENERATORS | 1976 | 1.137 | 2 | FUEL-OIL SYSTEMS FOR STANDBY DIESEL GENERATORS
ANS | ANSI/ANS 51.1 | AMERICAN NATIONAL STANDARDS NUCLEAR SAFETY CRITERIA FOR THE DESIGN OF STATIONARY PRESSURIZED WATER REACTOR PLANTS | Unknown | 1.137 | 0 | FUEL-OIL SYSTEMS FOR STANDBY DIESEL GENERATORS
ANS | ANSI/ANS 51.1 | AMERICAN NATIONAL STANDARDS NUCLEAR SAFETY CRITERIA FOR THE DESIGN OF STATIONARY PRESSURIZED WATER REACTOR PLANTS | Unknown | 1.137 | 2 | FUEL-OIL SYSTEMS FOR STANDBY DIESEL GENERATORS
ANS | ANSI/ANS 52.1 | NUCLEAR SAFETY CRITERIA FOR THE DESIGN OF STATIONARY BOILING WATER REACTOR PLANTS | Unknown | 1.137 | 0 | FUEL-OIL SYSTEMS FOR STANDBY DIESEL GENERATORS
ANS | ANSI/ANS 52.1 | NUCLEAR SAFETY CRITERIA FOR THE DESIGN OF STATIONARY BOILING WATER REACTOR PLANTS | Unknown | 1.137 | 2 | FUEL-OIL SYSTEMS FOR STANDBY DIESEL GENERATORS
ANS | ANSI/ANS 59.51-1997 | FUEL OIL SYSTEMS FOR SAFETY-RELATED EMERGENCY DIESEL GENERATORS | 1997 | 1.137 | 0 | FUEL-OIL SYSTEMS FOR STANDBY DIESEL GENERATORS
ANS | ANSI/ANS 59.51-1997 | FUEL OIL SYSTEMS FOR SAFETY-RELATED EMERGENCY DIESEL GENERATORS | 1997 | 1.137 | 2 | FUEL-OIL SYSTEMS FOR STANDBY DIESEL GENERATORS
ANSI | ANSI N195-1976 | FUEL OIL SYSTEMS FOR SAFETY-RELATED EMERGENCY DIESEL GENERATORS | 1976 | 1.137 | 0 | FUEL-OIL SYSTEMS FOR STANDBY DIESEL GENERATORS
ANSI | ANSI N195-1976 | FUEL OIL SYSTEMS FOR SAFETY-RELATED EMERGENCY DIESEL GENERATORS | 1976 | 1.137 | 1 | FUEL-OIL SYSTEMS FOR STANDBY DIESEL GENERATORS
ANSI | ANSI N45.2-1977 | QUALITY ASSURANCE PROGRAM REQUIREMENTS FOR NUCLEAR FACILITIES | 1977 | 1.137 | 1 | FUEL-OIL SYSTEMS FOR STANDBY DIESEL GENERATORS
ASME | ASME BPVC Section III | RULES FOR CONSTRUCTION OF NUCLEAR POWER PLANT COMPONENTS | Unknown | 1.137 | 1 | FUEL-OIL SYSTEMS FOR STANDBY DIESEL GENERATORS
ASME | ASME BPVC Section III | RULES FOR CONSTRUCTION OF NUCLEAR FACILITY COMPONENTS | Unknown | 1.137 | 2 | FUEL-OIL SYSTEMS FOR STANDBY DIESEL GENERATORS
ASME | ASME BPVC Section XI | RULES FOR INSERVICE INSPECTION OF NUCLEAR POWER PLANT COMPONENTS | Unknown | 1.137 | 1 | FUEL-OIL SYSTEMS FOR STANDBY DIESEL GENERATORS
ASME | ASME BPVC Section XI | RULES FOR INSERVICE INSPECTION OF NUCLEAR POWER PLANT COMPONENTS | Unknown | 1.137 | 2 | FUEL-OIL SYSTEMS FOR STANDBY DIESEL GENERATORS
ASME | ASME NQA-1-1989 | QUALITY ASSURANCE REQUIREMENTS FOR MAINTENANCE OF NUCLEAR FACILITIES | 1989 | 1.137 | 2 | FUEL-OIL SYSTEMS FOR STANDBY DIESEL GENERATORS
ASTM | ANSI/ASTM D2276-94 | STANDARD TEST METHOD FOR PARTICULATE CONTAMINANT IN AVIATION FUEL BY LINE SAMPLING | 1994 | 1.137 | 0 | FUEL-OIL SYSTEMS FOR STANDBY DIESEL GENERATORS
ASTM | ANSI/ASTM D2276-94 | STANDARD TEST METHOD FOR PARTICULATE CONTAMINANT IN AVIATION FUEL BY LINE SAMPLING | 1994 | 1.137 | 2 | FUEL-OIL SYSTEMS FOR STANDBY DIESEL GENERATORS
ASTM | ASTM D1298-12b | STANDARD TEST METHOD FOR DENSITY, RELATIVE DENSITY, OR API GRAVITY OF CRUDE PETROLEUM AND LIQUID PETROLEUM PRODUCTS BY HYDROMETER METHOD | Unknown | 1.137 | 0 | FUEL-OIL SYSTEMS FOR STANDBY DIESEL GENERATORS
ASTM | ASTM D1298-12b | STANDARD TEST METHOD FOR DENSITY, RELATIVE DENSITY, OR API GRAVITY OF CRUDE PETROLEUM AND LIQUID PETROLEUM PRODUCTS BY HYDROMETER METHOD | Unknown | 1.137 | 2 | FUEL-OIL SYSTEMS FOR STANDBY DIESEL GENERATORS
ASTM | ASTM D1796-11 | STANDARD TEST METHOD FOR WATER AND SEDIMENT IN FUEL OILS BY THE CENTRIFUGE METHOD (LABORATORY PROCEDURE) | 2011 | 1.137 | 0 | FUEL-OIL SYSTEMS FOR STANDBY DIESEL GENERATORS
ASTM | ASTM D1796-11 | STANDARD TEST METHOD FOR WATER AND SEDIMENT IN FUEL OILS BY THE CENTRIFUGE METHOD (LABORATORY PROCEDURE) | 2011 | 1.137 | 2 | FUEL-OIL SYSTEMS FOR STANDBY DIESEL GENERATORS
ASTM | ASTM D270-75 | STANDARD METHOD OF SAMPLING PETROLEUM AND PETROLEUM PRODUCTS | 1975 | 1.137 | 1 | FUEL-OIL SYSTEMS FOR STANDBY DIESEL GENERATORS
ASTM | ASTM D2709-96 | STANDARD TEST METHOD FOR WATER AND SEDIMENT IN MIDDLE DISTILLATE FUELS BY CENTRIFUGE | 1996 | 1.137 | 0 | FUEL-OIL SYSTEMS FOR STANDBY DIESEL GENERATORS
ASTM | ASTM D2709-96 | STANDARD TEST METHOD FOR WATER AND SEDIMENT IN MIDDLE DISTILLATE FUELS BY CENTRIFUGE | 1996 | 1.137 | 2 | FUEL-OIL SYSTEMS FOR STANDBY DIESEL GENERATORS
ASTM | ASTM D4057-06 | PRACTICE FOR MANUAL SAMPLING OF PETROLEUM AND PETROLEUM PRODUCTS | 2006 | 1.137 | 0 | FUEL-OIL SYSTEMS FOR STANDBY DIESEL GENERATORS
ASTM | ASTM D4057-06 | PRACTICE FOR MANUAL SAMPLING OF PETROLEUM AND PETROLEUM PRODUCTS | 2006 | 1.137 | 2 | FUEL-OIL SYSTEMS FOR STANDBY DIESEL GENERATORS
ASTM | ASTM D5144-08 | USE OF PROTECTIVE COATING STANDARDS IN NUCLEAR POWER PLANTS | 2008 | 1.137 | 2 | FUEL-OIL SYSTEMS FOR STANDBY DIESEL GENERATORS
ASTM | ASTM D5144-08e | USE OF PROTECTIVE COATING STANDARDS IN NUCLEAR POWER PLANTS | 2008 | 1.137 | 0 | FUEL-OIL SYSTEMS FOR STANDBY DIESEL GENERATORS
ASTM | ASTM D6217-11 | STANDARD TEST METHOD FOR PARTICULATE CONTAMINATION IN MIDDLE DISTILLATE FUELS BY LABORATORY FILTRATION | 2011 | 1.137 | 0 | FUEL-OIL SYSTEMS FOR STANDBY DIESEL GENERATORS
ASTM | ASTM D6217-11 | STANDARD TEST METHOD FOR PARTICULATE CONTAMINATION IN MIDDLE DISTILLATE FUELS BY LABORATORY FILTRATION | 2011 | 1.137 | 2 | FUEL-OIL SYSTEMS FOR STANDBY DIESEL GENERATORS
ASTM | ASTM D6469-11 | STANDARD GUIDE FOR MICROBIAL CONTAMINATION IN FUELS AND FUEL SYSTEMS | 2011 | 1.137 | 0 | FUEL-OIL SYSTEMS FOR STANDBY DIESEL GENERATORS
ASTM | ASTM D6469-11 | STANDARD GUIDE FOR MICROBIAL CONTAMINATION IN FUELS AND FUEL SYSTEMS | 2011 | 1.137 | 2 | FUEL-OIL SYSTEMS FOR STANDBY DIESEL GENERATORS
ASTM | ASTM D975-06 | STANDARD SPECIFICATION FOR DIESEL FUEL OILS | 2006 | 1.137 | 0 | FUEL-OIL SYSTEMS FOR STANDBY DIESEL GENERATORS
ASTM | ASTM D975-13 | STANDARD SPECIFICATION FOR DIESEL FUEL OILS | 2013 | 1.137 | 0 | FUEL-OIL SYSTEMS FOR STANDBY DIESEL GENERATORS
ASTM | ASTM D975-13 | STANDARD SPECIFICATION FOR DIESEL FUEL OILS | 2013 | 1.137 | 2 | FUEL-OIL SYSTEMS FOR STANDBY DIESEL GENERATORS
ASTM | ASTM D975-77 | STANDARD SPECIFICATION FOR DIESEL FUEL OILS | 1977 | 1.137 | 1 | FUEL-OIL SYSTEMS FOR STANDBY DIESEL GENERATORS
IAEA | IAEA NS-G-1.8 | DESIGN OF EMERGENCY POWER SYSTEMS FOR NUCLEAR POWER PLANTS | 2004 | 1.137 | 0 | FUEL-OIL SYSTEMS FOR STANDBY DIESEL GENERATORS
IEEE | IEEE Std 279-1971 | CRITERIA FOR PROTECTION SYSTEMS FOR NUCLEAR POWER GENERATING STATIONS | 1971 | 1.137 | 0 | FUEL-OIL SYSTEMS FOR STANDBY DIESEL GENERATORS
IEEE | IEEE Std 279-1971 | CRITERIA FOR PROTECTION SYSTEMS FOR NUCLEAR POWER GENERATING STATIONS | 1971 | 1.137 | 2 | FUEL-OIL SYSTEMS FOR STANDBY DIESEL GENERATORS
IEEE | IEEE Std 603-1991 | CRITERIA FOR SAFETY SYSTEMS FOR NUCLEAR POWER GENERATING STATIONS | 1991 | 1.137 | 0 | FUEL-OIL SYSTEMS FOR STANDBY DIESEL GENERATORS
IEEE | IEEE Std 603-1991 | CRITERIA FOR SAFETY SYSTEMS FOR NUCLEAR POWER GENERATING STATIONS | 1991 | 1.137 | 2 | FUEL-OIL SYSTEMS FOR STANDBY DIESEL GENERATORS
NACE | NACE RP-01-69 | RECOMMENDED PRACTICE-CONTROL OF EXTERNAL CORROSION ON UNDERGROUND OR SUBMERGED METALLIC PIPING SYSTEMS | 1969 | 1.137 | 1 | FUEL-OIL SYSTEMS FOR STANDBY DIESEL GENERATORS
NACE | NACE RP0169-1983 | RECOMMENDED PRACTICE - CONTROL OF EXTERNAL CORROSION ON UNDERGROUND OR SUBMERGED METALLIC PIPING SYSTEMS | 1983 | 1.137 | 0 | FUEL-OIL SYSTEMS FOR STANDBY DIESEL GENERATORS
NACE | NACE RP0169-1983 | RECOMMENDED PRACTICE - CONTROL OF EXTERNAL CORROSION ON UNDERGROUND OR SUBMERGED METALLIC PIPING SYSTEMS | 1983 | 1.137 | 2 | FUEL-OIL SYSTEMS FOR STANDBY DIESEL GENERATORS
NACE | NACE SP0169-07 | CONTROL OF EXTERNAL CORROSION ON UNDERGROUND OR SUBMERGED METALLIC PIPING SYSTEMS | 2007 | 1.137 | 2 | FUEL-OIL SYSTEMS FOR STANDBY DIESEL GENERATORS
NACE | NACE SP0169-2007 | CONTROL OF EXTERNAL CORROSION ON UNDERGROUND OR SUBMERGED METALLIC PIPING SYSTEMS | 2007 | 1.137 | 0 | FUEL-OIL SYSTEMS FOR STANDBY DIESEL GENERATORS
ASCE | ASCE 1-104-1976 | EVALUATION OF SOIL LIQUEFACTION EFFECTS ON LEVEL GROUND DURING EARTHQUAKES | 1976 | 1.138 | 3 | LABORATORY INVESTIGATIONS OF SOILS AND ROCKS FOR ENGINEERING ANALYSIS AND DESIGN OF NUCLEAR POWER PLANTS
ASCE | ASCE 89-107-1991 | EFFECT OF SOIL PLASTICITY ON CYCLIC RESPONSE | 1991 | 1.138 | 3 | LABORATORY INVESTIGATIONS OF SOILS AND ROCKS FOR ENGINEERING ANALYSIS AND DESIGN OF NUCLEAR POWER PLANTS
ASTM | ASTM C127-01 | STANDARD TEST METHOD FOR DENSITY, RELATIVE DENSITY (SPECIFIC GRAVITY), AND ABSORPTION OF CORSE AGGREGATE | 2001 | 1.138 | 2 | LABORATORY INVESTIGATIONS OF SOILS AND ROCKS FOR ENGINEERING ANALYSIS AND DESIGN OF NUCLEAR POWER PLANTS
ASTM | ASTM C127-07 | STANDARD TEST METHOD FOR DENSITY, RELATIVE DENSITY (SPECIFIC GRAVITY), AND ABSORPTION OF COARSE AGGREGATE | 2007 | 1.138 | 3 | LABORATORY INVESTIGATIONS OF SOILS AND ROCKS FOR ENGINEERING ANALYSIS AND DESIGN OF NUCLEAR POWER PLANTS
ASTM | ASTM C128-01 | STANDARD TEST METHOD FOR DENSITY, RELATIVE DENSITY (SPECIFIC GRAVITY), AND ABSORPTION OF FINE AGGREGATE | 2001 | 1.138 | 2 | LABORATORY INVESTIGATIONS OF SOILS AND ROCKS FOR ENGINEERING ANALYSIS AND DESIGN OF NUCLEAR POWER PLANTS
ASTM | ASTM C128-07a | STANDARD TEST METHOD FOR DENSITY, RELATIVE DENSITY (SPECIFIC GRAVITY), AND ABSORPTION OF FINE AGGREGATE | 2007 | 1.138 | 3 | LABORATORY INVESTIGATIONS OF SOILS AND ROCKS FOR ENGINEERING ANALYSIS AND DESIGN OF NUCLEAR POWER PLANTS
ASTM | ASTM C294-05 | STANDARD DESCRIPTIVE NOMENCLATURE FOR CONSTITUENTS OF CONCRETE AGGREGATE | 2005 | 1.138 | 3 | LABORATORY INVESTIGATIONS OF SOILS AND ROCKS FOR ENGINEERING ANALYSIS AND DESIGN OF NUCLEAR POWER PLANTS
ASTM | ASTM C294-98 | STANDARD DESCRIPTIVE NONMENCLATURE FOR CONSTITUTES OF CONCRETE AGGREGATE | 1998 | 1.138 | 2 | LABORATORY INVESTIGATIONS OF SOILS AND ROCKS FOR ENGINEERING ANALYSIS AND DESIGN OF NUCLEAR POWER PLANTS
ASTM | ASTM C535-01 | STANDARD TEST METHOD FOR RESISTANCE TO DEGRADATION OF LARGE-SIZE COARSE AGGREGATE BY ABRASION AND IMPACT IN THE LOS ANGELES MACHINE | 2001 | 1.138 | 2 | LABORATORY INVESTIGATIONS OF SOILS AND ROCKS FOR ENGINEERING ANALYSIS AND DESIGN OF NUCLEAR POWER PLANTS
ASTM | ASTM C535-09 | STANDARD TEST METHOD FOR RESISTANCE TO DEGRADATION OF LARGE-SIZE COARSE AGGREGATE BY ABRASION AND IMPACT IN THE LOS ANGELES MACHINE | 2009 | 1.138 | 3 | LABORATORY INVESTIGATIONS OF SOILS AND ROCKS FOR ENGINEERING ANALYSIS AND DESIGN OF NUCLEAR POWER PLANTS
ASTM | ASTM D1140-00 | STANDARD TEST METHODS FOR AMOUNT OF MATERIAL IN SOILS FINER THAN THE NO. 200 (75-UM) SIEVE | 2000 | 1.138 | 2 | LABORATORY INVESTIGATIONS OF SOILS AND ROCKS FOR ENGINEERING ANALYSIS AND DESIGN OF NUCLEAR POWER PLANTS
ASTM | ASTM D1140-00 | STANDARD TEST METHODS FOR AMOUNT OF MATERIAL IN SOILS FINER THAN THE NO. 200 (75-UM) SIEVE | 2000 | 1.138 | 3 | LABORATORY INVESTIGATIONS OF SOILS AND ROCKS FOR ENGINEERING ANALYSIS AND DESIGN OF NUCLEAR POWER PLANTS
ASTM | ASTM D1557-00 | TEST METHOD FOR LABORATORY COMPACTION CHARACTERISTICS OF SOIL USING MODIFIED EFFORT (56,000 FT-LBF/FT3 (2,700KN-M/M3)) | 2000 | 1.138 | 2 | LABORATORY INVESTIGATIONS OF SOILS AND ROCKS FOR ENGINEERING ANALYSIS AND DESIGN OF NUCLEAR POWER PLANTS
ASTM | ASTM D1557-09 | TEST METHOD FOR LABORATORY COMPACTION CHARACTERISTICS OF SOIL USING MODIFIED EFFORT (56,000 FT-LBF/FT3 (2,700 KN-M/M3)) | 2009 | 1.138 | 3 | LABORATORY INVESTIGATIONS OF SOILS AND ROCKS FOR ENGINEERING ANALYSIS AND DESIGN OF NUCLEAR POWER PLANTS
ASTM | ASTM D1558-99 | STANDARD TEST METHOD FOR MOISTURE CONTENT PENETRATION RESISTANCE RELATIONSHIPS OF FINE-GRAINED SOILS | 1999 | 1.138 | 2 | LABORATORY INVESTIGATIONS OF SOILS AND ROCKS FOR ENGINEERING ANALYSIS AND DESIGN OF NUCLEAR POWER PLANTS
ASTM | ASTM D1558-99 | STANDARD TEST METHOD FOR MOISTURE CONTENT PENETRATION RESISTANCE RELATIONSHIPS OF FINE-GRAINED SOILS | 1999 | 1.138 | 3 | LABORATORY INVESTIGATIONS OF SOILS AND ROCKS FOR ENGINEERING ANALYSIS AND DESIGN OF NUCLEAR POWER PLANTS
ASTM | ASTM D2166-00 | STANDARD TEST METHOD FOR UNCONFINED COMPRESSIVE STRENGTH OF COHESIVE SOIL | 2000 | 1.138 | 2 | LABORATORY INVESTIGATIONS OF SOILS AND ROCKS FOR ENGINEERING ANALYSIS AND DESIGN OF NUCLEAR POWER PLANTS
ASTM | ASTM D2166-06 | STANDARD TEST METHOD FOR UNCONFINED COMPRESSIVE STRENGTH OF COHESIVE SOIL | 2006 | 1.138 | 3 | LABORATORY INVESTIGATIONS OF SOILS AND ROCKS FOR ENGINEERING ANALYSIS AND DESIGN OF NUCLEAR POWER PLANTS
ASTM | ASTM D2216-10 | STANDARD TEST METHOD FOR LABORATORY DETERMINATION OF WATER (MOISTURE) CONTENT OF SOIL AND ROCK BY MASS | 2010 | 1.138 | 3 | LABORATORY INVESTIGATIONS OF SOILS AND ROCKS FOR ENGINEERING ANALYSIS AND DESIGN OF NUCLEAR POWER PLANTS
ASTM | ASTM D2216-98 | STANDARD TEST METHOD FOR LABORATORY DETERMINATION OF WATER (MOISTURE) CONTENT OF SOIL AND ROCK BY MASS | 1998 | 1.138 | 2 | LABORATORY INVESTIGATIONS OF SOILS AND ROCKS FOR ENGINEERING ANALYSIS AND DESIGN OF NUCLEAR POWER PLANTS
ASTM | ASTM D2217-85 | STANDARD PRACTICE FOR WET PREPARATION OF SOIL SAMPLES FOR PARTICLE-SIZE ANALYSIS AND DETERMINATION OF SOIL CONSTANTS | 1998 | 1.138 | 2 | LABORATORY INVESTIGATIONS OF SOILS AND ROCKS FOR ENGINEERING ANALYSIS AND DESIGN OF NUCLEAR POWER PLANTS
ASTM | ASTM D2434-68 | STANDARD TEST METHOD FOR PERMEABILITY OF GRANULAR SOILS (CONSTANT HEAD) | 2000 | 1.138 | 2 | LABORATORY INVESTIGATIONS OF SOILS AND ROCKS FOR ENGINEERING ANALYSIS AND DESIGN OF NUCLEAR POWER PLANTS
ASTM | ASTM D2434-68 | STANDARD TEST METHOD FOR PERMEABILITY OF GRANULAR SOILS (CONSTANT HEAD) | 2000 | 1.138 | 3 | LABORATORY INVESTIGATIONS OF SOILS AND ROCKS FOR ENGINEERING ANALYSIS AND DESIGN OF NUCLEAR POWER PLANTS
ASTM | ASTM D2435-04 | STANDARD TEST METHOD FOR ONE-DIMENSIONAL CONSOLIDATION PROPERTIES OF SOILS | 2004 | 1.138 | 3 | LABORATORY INVESTIGATIONS OF SOILS AND ROCKS FOR ENGINEERING ANALYSIS AND DESIGN OF NUCLEAR POWER PLANTS
ASTM | ASTM D2435-96 | STANDARD TEST METHOD FOR ONE-DIMENSIONAL CONSOLIDATION PROPERTIES OF SOILS | 1996 | 1.138 | 2 | LABORATORY INVESTIGATIONS OF SOILS AND ROCKS FOR ENGINEERING ANALYSIS AND DESIGN OF NUCLEAR POWER PLANTS
ASTM | ASTM D2487-00 | STANDARD CLASSIFICATION OF SOILS FOR ENGINEERING PURPOSES (UNIFIED SOIL CLASSIFICATION SYSTEM) | 2000 | 1.138 | 2 | LABORATORY INVESTIGATIONS OF SOILS AND ROCKS FOR ENGINEERING ANALYSIS AND DESIGN OF NUCLEAR POWER PLANTS
ASTM | ASTM D2487-10 | STANDARD CLASSIFICATION OF SOILS FOR ENGINEERING PURPOSES (UNIFIED SOIL CLASSIFICATION SYSTEM) | 2010 | 1.138 | 3 | LABORATORY INVESTIGATIONS OF SOILS AND ROCKS FOR ENGINEERING ANALYSIS AND DESIGN OF NUCLEAR POWER PLANTS
ASTM | ASTM D2488-00 | STANDARD PRACTICE FOR DESCRIPTION AND IDENTIFICATION OF SOILS (VISUAL-MANUAL PROCEDURE) | 2000 | 1.138 | 2 | LABORATORY INVESTIGATIONS OF SOILS AND ROCKS FOR ENGINEERING ANALYSIS AND DESIGN OF NUCLEAR POWER PLANTS
ASTM | ASTM D2488-09a | STANDARD PRACTICE FOR DESCRIPTION AND IDENTIFICATION OF SOILS (VISUAL-MANUAL PROCEDURE) | 2009 | 1.138 | 3 | LABORATORY INVESTIGATIONS OF SOILS AND ROCKS FOR ENGINEERING ANALYSIS AND DESIGN OF NUCLEAR POWER PLANTS
ASTM | ASTM D2664-95a | STANDARD TEST METHOD FOR TRIAXIAL COMPRESSIVE STRENGTH OF UNDRAINED ROCK CORE SPECIMENS WITHOUT PORE PRESSURE MEASUREMENTS | 1995 | 1.138 | 2 | LABORATORY INVESTIGATIONS OF SOILS AND ROCKS FOR ENGINEERING ANALYSIS AND DESIGN OF NUCLEAR POWER PLANTS
ASTM | ASTM D2845-00 | STANDARD TEST METHOD FOR LABORATORY DETERMINATION OF PULSE VELOCITIES AND ULTRASONIC ELASTIC CONSTANTS OF ROCK | 2000 | 1.138 | 2 | LABORATORY INVESTIGATIONS OF SOILS AND ROCKS FOR ENGINEERING ANALYSIS AND DESIGN OF NUCLEAR POWER PLANTS
ASTM | ASTM D2845-08 | STANDARD TEST METHOD FOR LABORATORY DETERMINATION OF PULSE VELOCITIES AND ULTRASONIC ELASTIC CONSTANTS OF ROCK | 2008 | 1.138 | 3 | LABORATORY INVESTIGATIONS OF SOILS AND ROCKS FOR ENGINEERING ANALYSIS AND DESIGN OF NUCLEAR POWER PLANTS
ASTM | ASTM D2850-03a | STANDARD TEST METHOD FOR UNCONSOLIDATED-UNDRAINED TRIAXIAL COMPRESSION TEST ON COHESIVE SOILS | 2007 | 1.138 | 3 | LABORATORY INVESTIGATIONS OF SOILS AND ROCKS FOR ENGINEERING ANALYSIS AND DESIGN OF NUCLEAR POWER PLANTS
ASTM | ASTM D2850-95 | STANDARD TEST METHOD FOR UNCONSOLIDATED-UNDRAINED TRIAXIAL COMPRESSION TEST ON COHESIVE SOILS | 1999 | 1.138 | 2 | LABORATORY INVESTIGATIONS OF SOILS AND ROCKS FOR ENGINEERING ANALYSIS AND DESIGN OF NUCLEAR POWER PLANTS
ASTM | ASTM D2936-08 | STANDARD TEST METHOD FOR DIRECT TENSILE STRENGTH OF INTACT ROCK CORE SPECIMENS | 2008 | 1.138 | 3 | LABORATORY INVESTIGATIONS OF SOILS AND ROCKS FOR ENGINEERING ANALYSIS AND DESIGN OF NUCLEAR POWER PLANTS
ASTM | ASTM D2936-95 | STANDARD TEST METHOD FOR DIRECT TENSILE STRENGTH OF INTACT ROCK CORE SPECIMENS | 1995 | 1.138 | 2 | LABORATORY INVESTIGATIONS OF SOILS AND ROCKS FOR ENGINEERING ANALYSIS AND DESIGN OF NUCLEAR POWER PLANTS
ASTM | ASTM D2938-95 | STANDARD TEST METHOD FOR UNCONFINED COMPRESSIVE STRENGTH OF INTACT ROCK CORE SPECIMENS | 1995 | 1.138 | 2 | LABORATORY INVESTIGATIONS OF SOILS AND ROCKS FOR ENGINEERING ANALYSIS AND DESIGN OF NUCLEAR POWER PLANTS
ASTM | ASTM D2974-00 | STANDARD TEST METHODS FOR MOISTURE, ASH, AND ORGANIC MATTER OF PEAT AND OTHER ORGANIC SOILS | 2000 | 1.138 | 2 | LABORATORY INVESTIGATIONS OF SOILS AND ROCKS FOR ENGINEERING ANALYSIS AND DESIGN OF NUCLEAR POWER PLANTS
ASTM | ASTM D2974-2007a | STANDARD TEST METHODS FOR MOISTURE, ASH, AND ORGANIC MATTER OF PEAT AND OTHER ORGANIC SOILS | 2007 | 1.138 | 3 | LABORATORY INVESTIGATIONS OF SOILS AND ROCKS FOR ENGINEERING ANALYSIS AND DESIGN OF NUCLEAR POWER PLANTS
ASTM | ASTM D3080-04 | STANDARD TEST METHOD FOR DIRECT SHEAR TEST OF SOILS UNDER CONSOLIDATED DRAINED CONDITIONS | 2004 | 1.138 | 3 | LABORATORY INVESTIGATIONS OF SOILS AND ROCKS FOR ENGINEERING ANALYSIS AND DESIGN OF NUCLEAR POWER PLANTS
ASTM | ASTM D3080-98 | STANDARD TEST METHOD FOR DIRECT SHEAR TEST OF SOILS UNDER CONSOLIDATED DRAINED CONDITIONS | 1998 | 1.138 | 2 | LABORATORY INVESTIGATIONS OF SOILS AND ROCKS FOR ENGINEERING ANALYSIS AND DESIGN OF NUCLEAR POWER PLANTS
ASTM | ASTM D3148-96 | STANDARD TEST METHOD FOR ELASTIC MODULI OF INTACT ROCK CORE SPECIMENS IN UNIAXIAL COMPRESSION | 1996 | 1.138 | 2 | LABORATORY INVESTIGATIONS OF SOILS AND ROCKS FOR ENGINEERING ANALYSIS AND DESIGN OF NUCLEAR POWER PLANTS
ASTM | ASTM D3740 | STANDARD PRACTICE FOR MINIMUM REQUIREMENTS FOR AGENCIES ENGAGED IN TESTING AND/OR INSPECTION OF SOIL AND ROCK AS USED IN ENGINEERING DESIGN AND CONSTRUCTION | Unknown | 1.138 | 3 | LABORATORY INVESTIGATIONS OF SOILS AND ROCKS FOR ENGINEERING ANALYSIS AND DESIGN OF NUCLEAR POWER PLANTS
ASTM | ASTM D3740-01 | STANDARD PRACTICE FOR MINIMUM REQUIREMENTS FOR AGENCIES ENGAGED IN TESTING AND/OR INSPECTION OF SOIL AND ROCK AS USED IN ENGINEERING DESIGN AND CONSTRUCTION | 2001 | 1.138 | 2 | LABORATORY INVESTIGATIONS OF SOILS AND ROCKS FOR ENGINEERING ANALYSIS AND DESIGN OF NUCLEAR POWER PLANTS
ASTM | ASTM D3967-08 | STANDARD TEST METHOD FOR SPLITTING TENSILE STRENGTH OF INTACT ROCK CORE SPECIMENS | 2008 | 1.138 | 3 | LABORATORY INVESTIGATIONS OF SOILS AND ROCKS FOR ENGINEERING ANALYSIS AND DESIGN OF NUCLEAR POWER PLANTS
ASTM | ASTM D3967-95a | STANDARD TEST METHOD FOR SPLITTING TENSILE STRENGTH OF INTACT ROCK CORE SPECIMENS | 1995 | 1.138 | 2 | LABORATORY INVESTIGATIONS OF SOILS AND ROCKS FOR ENGINEERING ANALYSIS AND DESIGN OF NUCLEAR POWER PLANTS
ASTM | ASTM D3999-91 | STANDARD TEST METHODS FOR THE DETERMINATION OF THE MODULUS AND DAMPING PROPERTIES OF SOILS USING THE CYCLIC TRIAXIAL APPARATUS | 1991 | 1.138 | 2 | LABORATORY INVESTIGATIONS OF SOILS AND ROCKS FOR ENGINEERING ANALYSIS AND DESIGN OF NUCLEAR POWER PLANTS
ASTM | ASTM D3999-91 | STANDARD TEST METHODS FOR THE DETERMINATION OF THE MODULUS AND DAMPING PROPERTIES OF SOILS USING THE CYCLIC TRIAXIAL APPARATUS | 1991 | 1.138 | 3 | LABORATORY INVESTIGATIONS OF SOILS AND ROCKS FOR ENGINEERING ANALYSIS AND DESIGN OF NUCLEAR POWER PLANTS
ASTM | ASTM D4015-07 | STANDARD TEST METHODS FOR MODULUS AND DAMPING OF SOILS BY THE RESONANT-COLUMN METHOD | 2007 | 1.138 | 3 | LABORATORY INVESTIGATIONS OF SOILS AND ROCKS FOR ENGINEERING ANALYSIS AND DESIGN OF NUCLEAR POWER PLANTS
ASTM | ASTM D4015-92 | STANDARD TEST METHODS FOR MODULUS AND DAMPING OF SOILS BY THE RESONANT-COLUMN METHOD | 1992 | 1.138 | 2 | LABORATORY INVESTIGATIONS OF SOILS AND ROCKS FOR ENGINEERING ANALYSIS AND DESIGN OF NUCLEAR POWER PLANTS
ASTM | ASTM D4186-06 | STANDARD TEST METHOD FOR ONE-DIMENSIONAL CONSOLIDATION PROPERTIES OF SOILS USING CONTROLLED-STRAIN LOADING | 2006 | 1.138 | 3 | LABORATORY INVESTIGATIONS OF SOILS AND ROCKS FOR ENGINEERING ANALYSIS AND DESIGN OF NUCLEAR POWER PLANTS
ASTM | ASTM D4186-89 | STANDARD TEST METHOD FOR ONE-DIMENSIONAL CONSOLIDATION PROPERTIES OF SOILS USING CONTROLLED-STRAIN LOADING | 1998 | 1.138 | 2 | LABORATORY INVESTIGATIONS OF SOILS AND ROCKS FOR ENGINEERING ANALYSIS AND DESIGN OF NUCLEAR POWER PLANTS
ASTM | ASTM D421-85 | STANDARD PRACTICE FOR DRY PREPARATION OF SOIL SAMPLES FOR PARTICLE-SIZE ANALYSIS AND DETERMINATION OF SOIL CONSTANTS | 1985 | 1.138 | 2 | LABORATORY INVESTIGATIONS OF SOILS AND ROCKS FOR ENGINEERING ANALYSIS AND DESIGN OF NUCLEAR POWER PLANTS
ASTM | ASTM D421-85 | STANDARD PRACTICE FOR DRY PREPARATION OF SOIL SAMPLES FOR PARTICLE-SIZE ANALYSIS AND DETERMINATION OF SOIL CONSTANTS | 1985 | 1.138 | 3 | LABORATORY INVESTIGATIONS OF SOILS AND ROCKS FOR ENGINEERING ANALYSIS AND DESIGN OF NUCLEAR POWER PLANTS
ASTM | ASTM D4220 | STANDARD PRACTICES FOR PRESERVING AND TRANSPORTING SOIL SAMPLES | 1995 | 1.138 | 2 | LABORATORY INVESTIGATIONS OF SOILS AND ROCKS FOR ENGINEERING ANALYSIS AND DESIGN OF NUCLEAR POWER PLANTS
ASTM | ASTM D4220 | STANDARD PRACTICES FOR PRESERVING AND TRANSPORTING SOIL SAMPLES | 1995 | 1.138 | 3 | LABORATORY INVESTIGATIONS OF SOILS AND ROCKS FOR ENGINEERING ANALYSIS AND DESIGN OF NUCLEAR POWER PLANTS
ASTM | ASTM D4221-99 | STANDARD TEST METHOD FOR DISPERSIVE CHARACTERISTICS OF CLAY SOIL BY DOUBLE HYDROMETER | 1999 | 1.138 | 2 | LABORATORY INVESTIGATIONS OF SOILS AND ROCKS FOR ENGINEERING ANALYSIS AND DESIGN OF NUCLEAR POWER PLANTS
ASTM | ASTM D4221-99 | STANDARD TEST METHOD FOR DISPERSIVE CHARACTERISTICS OF CLAY SOIL BY DOUBLE HYDROMETER | 1999 | 1.138 | 3 | LABORATORY INVESTIGATIONS OF SOILS AND ROCKS FOR ENGINEERING ANALYSIS AND DESIGN OF NUCLEAR POWER PLANTS
ASTM | ASTM D422-63 | STANDARD TEST METHOD FOR PARTICLE-SIZE ANALYSIS OF SOILS | 1998 | 1.138 | 2 | LABORATORY INVESTIGATIONS OF SOILS AND ROCKS FOR ENGINEERING ANALYSIS AND DESIGN OF NUCLEAR POWER PLANTS
ASTM | ASTM D422-63 | STANDARD TEST METHOD FOR PARTICLE-SIZE ANALYSIS OF SOILS | 1998 | 1.138 | 3 | LABORATORY INVESTIGATIONS OF SOILS AND ROCKS FOR ENGINEERING ANALYSIS AND DESIGN OF NUCLEAR POWER PLANTS
ASTM | ASTM D4253-00 | STANDARD TEST METHODS FOR MAXIMUM INDEX DENSITY AND UNIT WEIGHT OF SOILS USING A VIBRATORY TABLE | 2006 | 1.138 | 2 | LABORATORY INVESTIGATIONS OF SOILS AND ROCKS FOR ENGINEERING ANALYSIS AND DESIGN OF NUCLEAR POWER PLANTS
ASTM | ASTM D4253-00 | STANDARD TEST METHODS FOR MAXIMUM INDEX DENSITY AND UNIT WEIGHT OF SOILS USING A VIBRATORY TABLE | 2006 | 1.138 | 3 | LABORATORY INVESTIGATIONS OF SOILS AND ROCKS FOR ENGINEERING ANALYSIS AND DESIGN OF NUCLEAR POWER PLANTS
ASTM | ASTM D4254-00 | STANDARD TEST METHODS FOR MINIMUM INDEX DENSITY AND UNIT WEIGHT OF SOILS AND CALCULATION OF RELATIVE DENSITY | 2000 | 1.138 | 2 | LABORATORY INVESTIGATIONS OF SOILS AND ROCKS FOR ENGINEERING ANALYSIS AND DESIGN OF NUCLEAR POWER PLANTS
ASTM | ASTM D4254-00 | STANDARD TEST METHODS FOR MINIMUM INDEX DENSITY AND UNIT WEIGHT OF SOILS AND CALCULATION OF RELATIVE DENSITY | 2000 | 1.138 | 3 | LABORATORY INVESTIGATIONS OF SOILS AND ROCKS FOR ENGINEERING ANALYSIS AND DESIGN OF NUCLEAR POWER PLANTS
ASTM | ASTM D425-88 | STANDARD TEST METHOD FOR CENTRIFUGE MOISTURE EQUIVALENT OF SOILS | 2001 | 1.138 | 2 | LABORATORY INVESTIGATIONS OF SOILS AND ROCKS FOR ENGINEERING ANALYSIS AND DESIGN OF NUCLEAR POWER PLANTS
ASTM | ASTM D425-88 | STANDARD TEST METHOD FOR CENTRIFUGE MOISTURE EQUIVALENT OF SOILS | 2001 | 1.138 | 3 | LABORATORY INVESTIGATIONS OF SOILS AND ROCKS FOR ENGINEERING ANALYSIS AND DESIGN OF NUCLEAR POWER PLANTS
ASTM | ASTM D427-98 | TEST METHOD FOR SHRINKAGE FACTORS OF SOILS BY THE MERCURY METHOD | 1998 | 1.138 | 2 | LABORATORY INVESTIGATIONS OF SOILS AND ROCKS FOR ENGINEERING ANALYSIS AND DESIGN OF NUCLEAR POWER PLANTS
ASTM | ASTM D4318-00 | STANDARD TEST METHODS FOR LIQUID LIMIT, PLASTIC LIMIT, AND PLASTICITY INDEX OF SOILS | 2000 | 1.138 | 2 | LABORATORY INVESTIGATIONS OF SOILS AND ROCKS FOR ENGINEERING ANALYSIS AND DESIGN OF NUCLEAR POWER PLANTS
ASTM | ASTM D4318-2010 | STANDARD TEST METHODS FOR LIQUID LIMIT, PLASTIC LIMIT, AND PLASTICITY INDEX OF SOILS | 2010 | 1.138 | 3 | LABORATORY INVESTIGATIONS OF SOILS AND ROCKS FOR ENGINEERING ANALYSIS AND DESIGN OF NUCLEAR POWER PLANTS
ASTM | ASTM D4404-2010 | STANDARD TEST METHODS OF PORE VOLUME AND PORE VOLUME DISTRIBUTION OF SOIL AND ROCK BY MERCURY INTRUSION POROSIMETRY | 2010 | 1.138 | 3 | LABORATORY INVESTIGATIONS OF SOILS AND ROCKS FOR ENGINEERING ANALYSIS AND DESIGN OF NUCLEAR POWER PLANTS
ASTM | ASTM D4404-84 | STANDARD TEST METHODS OF PORE VOLUME AND PORE VOLUME DISTRIBUTION OF SOIL AND ROCK BY MERCURY INTRUSION POROSIMETRY | 1998 | 1.138 | 2 | LABORATORY INVESTIGATIONS OF SOILS AND ROCKS FOR ENGINEERING ANALYSIS AND DESIGN OF NUCLEAR POWER PLANTS
ASTM | ASTM D4405-93 | STANDARD TEST METHODS FOR CREEP OF CYLINDRICAL SOFT ROCK CORE SPECIMENS IN UNIAXIAL COMPRESSIONS | 1993 | 1.138 | 2 | LABORATORY INVESTIGATIONS OF SOILS AND ROCKS FOR ENGINEERING ANALYSIS AND DESIGN OF NUCLEAR POWER PLANTS
ASTM | ASTM D4452-2006 | STANDARD METHODS FOR X-RAY RADIOGRAPHY OF SOIL SAMPLES | 2006 | 1.138 | 3 | LABORATORY INVESTIGATIONS OF SOILS AND ROCKS FOR ENGINEERING ANALYSIS AND DESIGN OF NUCLEAR POWER PLANTS
ASTM | ASTM D4452-85 | STANDARD METHODS FOR X-RAY RADIOGRAPHY OF SOIL SAMPLES | 1995 | 1.138 | 2 | LABORATORY INVESTIGATIONS OF SOILS AND ROCKS FOR ENGINEERING ANALYSIS AND DESIGN OF NUCLEAR POWER PLANTS
ASTM | ASTM D4525-2008 | STANDARD TEST METHOD FOR PERMEABILITY OF ROCKS BY FLOWING AIR | 2008 | 1.138 | 3 | LABORATORY INVESTIGATIONS OF SOILS AND ROCKS FOR ENGINEERING ANALYSIS AND DESIGN OF NUCLEAR POWER PLANTS
ASTM | ASTM D4525-90 | STANDARD TEST METHOD FOR PERMEABILITY OF ROCKS BY FLOWING AIR | 1990 | 1.138 | 2 | LABORATORY INVESTIGATIONS OF SOILS AND ROCKS FOR ENGINEERING ANALYSIS AND DESIGN OF NUCLEAR POWER PLANTS
ASTM | ASTM D4542-2007 | STANDARD TEST METHOD FOR PORE WATER EXTRACTION AND DETERMINATION OF THE SOLUBLE SALT CONTENT OF SOILS BY REFRACTOMETER | 2007 | 1.138 | 3 | LABORATORY INVESTIGATIONS OF SOILS AND ROCKS FOR ENGINEERING ANALYSIS AND DESIGN OF NUCLEAR POWER PLANTS
ASTM | ASTM D4542-95 | STANDARD TEST METHOD FOR PORE WATER EXTRACTION AND DETERMINATION OF THE SOLUBLE SALT CONTENT OF SOILS BY REFRACTOMETER | 1995 | 1.138 | 2 | LABORATORY INVESTIGATIONS OF SOILS AND ROCKS FOR ENGINEERING ANALYSIS AND DESIGN OF NUCLEAR POWER PLANTS
ASTM | ASTM D4612-03 | STANDARD PRACTICE FOR CALCULATING THERMAL DIFFUSIVITY OF ROCKS | 2003 | 1.138 | 2 | LABORATORY INVESTIGATIONS OF SOILS AND ROCKS FOR ENGINEERING ANALYSIS AND DESIGN OF NUCLEAR POWER PLANTS
ASTM | ASTM D4612-2008 | STANDARD PRACTICE FOR CALCULATING THERMAL DIFFUSIVITY OF ROCKS | 2008 | 1.138 | 3 | LABORATORY INVESTIGATIONS OF SOILS AND ROCKS FOR ENGINEERING ANALYSIS AND DESIGN OF NUCLEAR POWER PLANTS
ASTM | ASTM D4643-00 | STANDARD TEST METHOD FOR DETERMINATION OF WATER (MOISTURE) CONTENT OF SOIL BY THE MICROWAVE OVEN METHOD | 2000 | 1.138 | 2 | LABORATORY INVESTIGATIONS OF SOILS AND ROCKS FOR ENGINEERING ANALYSIS AND DESIGN OF NUCLEAR POWER PLANTS
ASTM | ASTM D4643-2008 | STANDARD TEST METHOD FOR DETERMINATION OF WATER (MOISTURE) CONTENT OF SOIL BY THE MICROWAVE OVEN METHOD | 2008 | 1.138 | 3 | LABORATORY INVESTIGATIONS OF SOILS AND ROCKS FOR ENGINEERING ANALYSIS AND DESIGN OF NUCLEAR POWER PLANTS
ASTM | ASTM D4644-2008 | STANDARD TEST METHOD FOR SLAKE DURABILITY OF SHALES AND SIMILAR WEAK ROCKS | 2008 | 1.138 | 3 | LABORATORY INVESTIGATIONS OF SOILS AND ROCKS FOR ENGINEERING ANALYSIS AND DESIGN OF NUCLEAR POWER PLANTS
ASTM | ASTM D4644-87 | STANDARD TEST METHOD FOR SLAKE DURABILITY OF SHALES AND SIMILAR WEAK ROCKS | 1987 | 1.138 | 2 | LABORATORY INVESTIGATIONS OF SOILS AND ROCKS FOR ENGINEERING ANALYSIS AND DESIGN OF NUCLEAR POWER PLANTS
ASTM | ASTM D4647-2006 | STANDARD TEST METHOD FOR IDENTIFICATION AND CLASSIFICATION OF DISPERSIVE CLAY SOILS BY THE PINHOLE TEST | 2006 | 1.138 | 3 | LABORATORY INVESTIGATIONS OF SOILS AND ROCKS FOR ENGINEERING ANALYSIS AND DESIGN OF NUCLEAR POWER PLANTS
ASTM | ASTM D4647-93 | STANDARD TEST METHOD FOR IDENTIFICATION AND CLASSIFICATION OF DISPERSIVE CLAY SOILS BY THE PINHOLE TEST | 1993 | 1.138 | 2 | LABORATORY INVESTIGATIONS OF SOILS AND ROCKS FOR ENGINEERING ANALYSIS AND DESIGN OF NUCLEAR POWER PLANTS
ASTM | ASTM D4753 | STANDARD SPECIFICATION FOR EVALUATING, SELECTING, AND SPECIFYING BALANCES AND SCALES FOR USE IN SOIL, ROCK, AND CONSTRUCTION MATERIALS TESTING | Unknown | 1.138 | 2 | LABORATORY INVESTIGATIONS OF SOILS AND ROCKS FOR ENGINEERING ANALYSIS AND DESIGN OF NUCLEAR POWER PLANTS
ASTM | ASTM D4753 | STANDARD SPECIFICATION FOR EVALUATING, SELECTING, AND SPECIFYING BALANCES AND SCALES FOR USE IN SOIL, ROCK, AND CONSTRUCTION MATERIALS TESTING | Unknown | 1.138 | 3 | LABORATORY INVESTIGATIONS OF SOILS AND ROCKS FOR ENGINEERING ANALYSIS AND DESIGN OF NUCLEAR POWER PLANTS
ASTM | ASTM D4767-2004 | STANDARD TEST METHOD FOR CONSOLIDATED UNDRAINED TRIAXIAL COMPRESSION TEST FOR COHESIVE SOILS | 2004 | 1.138 | 3 | LABORATORY INVESTIGATIONS OF SOILS AND ROCKS FOR ENGINEERING ANALYSIS AND DESIGN OF NUCLEAR POWER PLANTS
ASTM | ASTM D4767-95 | STANDARD TEST METHOD FOR CONSOLIDATED UNDRAINED TRIAXIAL COMPRESSION TEST FOR COHESIVE SOILS | 1995 | 1.138 | 2 | LABORATORY INVESTIGATIONS OF SOILS AND ROCKS FOR ENGINEERING ANALYSIS AND DESIGN OF NUCLEAR POWER PLANTS
ASTM | ASTM D4943-2008 | STANDARD TEST METHOD FOR SHRINKAGE FACTORS OF SOILS BY THE WAX METHOD | 2008 | 1.138 | 3 | LABORATORY INVESTIGATIONS OF SOILS AND ROCKS FOR ENGINEERING ANALYSIS AND DESIGN OF NUCLEAR POWER PLANTS
ASTM | ASTM D4943-95 | STANDARD TEST METHOD FOR SHRINKAGE FACTORS OF SOILS BY THE WAX METHOD | 1995 | 1.138 | 2 | LABORATORY INVESTIGATIONS OF SOILS AND ROCKS FOR ENGINEERING ANALYSIS AND DESIGN OF NUCLEAR POWER PLANTS
ASTM | ASTM D4959-00 | STANDARD TEST METHOD FOR DETERMINATION OF WATER (MOISTURE) CONTENT OF SOIL BY DIRECT HEATING | 2000 | 1.138 | 2 | LABORATORY INVESTIGATIONS OF SOILS AND ROCKS FOR ENGINEERING ANALYSIS AND DESIGN OF NUCLEAR POWER PLANTS
ASTM | ASTM D4959-2007 | STANDARD TEST METHOD FOR DETERMINATION OF WATER (MOISTURE) CONTENT OF SOIL BY DIRECT HEATING | 2007 | 1.138 | 3 | LABORATORY INVESTIGATIONS OF SOILS AND ROCKS FOR ENGINEERING ANALYSIS AND DESIGN OF NUCLEAR POWER PLANTS
ASTM | ASTM D5080-00 | STANDARD TEST METHOD FOR RAPID DETERMINATION OF PERCENT COMPACTION | 2000 | 1.138 | 2 | LABORATORY INVESTIGATIONS OF SOILS AND ROCKS FOR ENGINEERING ANALYSIS AND DESIGN OF NUCLEAR POWER PLANTS
ASTM | ASTM D5080-2008 | STANDARD TEST METHOD FOR RAPID DETERMINATION OF PERCENT COMPACTION | 2008 | 1.138 | 3 | LABORATORY INVESTIGATIONS OF SOILS AND ROCKS FOR ENGINEERING ANALYSIS AND DESIGN OF NUCLEAR POWER PLANTS
ASTM | ASTM D5084-00 | STANDARD TEST METHODS FOR MEASUREMENT OF HYDRAULIC CONDUCTIVITY OF SATURATED POROUS MATERIALS USING A FLEXIBLE WALL PERMEAMETER | 2000 | 1.138 | 2 | LABORATORY INVESTIGATIONS OF SOILS AND ROCKS FOR ENGINEERING ANALYSIS AND DESIGN OF NUCLEAR POWER PLANTS
ASTM | ASTM D5084-2010 | STANDARD TEST METHODS FOR MEASUREMENT OF HYDRAULIC CONDUCTIVITY OF SATURATED POROUS MATERIALS USING A FLEXIBLE WALL PERMEAMETER | 2010 | 1.138 | 3 | LABORATORY INVESTIGATIONS OF SOILS AND ROCKS FOR ENGINEERING ANALYSIS AND DESIGN OF NUCLEAR POWER PLANTS
ASTM | ASTM D5311-1992 | STANDARD TEST METHOD FOR LOAD CONTROLLED CYCLIC TRIAXIAL STRENGTH OF SOIL | 1992 | 1.138 | 3 | LABORATORY INVESTIGATIONS OF SOILS AND ROCKS FOR ENGINEERING ANALYSIS AND DESIGN OF NUCLEAR POWER PLANTS
ASTM | ASTM D5311-92 | STANDARD TEST METHOD FOR LOAD-CONTROLLED CYCLIC TRIAXIAL STRENGTH OF SOIL | 1992 | 1.138 | 2 | LABORATORY INVESTIGATIONS OF SOILS AND ROCKS FOR ENGINEERING ANALYSIS AND DESIGN OF NUCLEAR POWER PLANTS
ASTM | ASTM D5407-95 | STANDARD TEST METHOD FOR ELASTIC MODULI OF UNDRAINED INTACT ROCK CORE SPECIMENS IN TRIAXIAL COMPRESSION WITHOUT PORE PRESSURE MEASUREMENT | 1995 | 1.138 | 2 | LABORATORY INVESTIGATIONS OF SOILS AND ROCKS FOR ENGINEERING ANALYSIS AND DESIGN OF NUCLEAR POWER PLANTS
ASTM | ASTM D5550-00 | STANDARD TEST METHOD FOR SPECIFIC GRAVITY OF SOIL SOLIDS BY GAS PYCNOMETER | 2000 | 1.138 | 2 | LABORATORY INVESTIGATIONS OF SOILS AND ROCKS FOR ENGINEERING ANALYSIS AND DESIGN OF NUCLEAR POWER PLANTS
ASTM | ASTM D5550-2006 | STANDARD TEST METHOD FOR SPECIFIC GRAVITY OF SOIL SOLIDS BY GAS PYCNOMETER | 2006 | 1.138 | 3 | LABORATORY INVESTIGATIONS OF SOILS AND ROCKS FOR ENGINEERING ANALYSIS AND DESIGN OF NUCLEAR POWER PLANTS
ASTM | ASTM D5607-2008 | STANDARD TEST METHOD FOR PERFORMING LABORATORY DIRECT SHEAR STRENGTH TESTS OF ROCK SPECIMENS UNDER CONSTANT NORMAL FORCE | 2008 | 1.138 | 3 | LABORATORY INVESTIGATIONS OF SOILS AND ROCKS FOR ENGINEERING ANALYSIS AND DESIGN OF NUCLEAR POWER PLANTS
ASTM | ASTM D5607-95 | STANDARD TEST METHOD FOR PERFORMING LABORATORY DIRECT SHEAR STRENGTH TESTS OF ROCK SPECIMENS UNDER CONSTANT NORMAL FORCE | 1995 | 1.138 | 2 | LABORATORY INVESTIGATIONS OF SOILS AND ROCKS FOR ENGINEERING ANALYSIS AND DESIGN OF NUCLEAR POWER PLANTS
ASTM | ASTM D5852 -2000 | STANDARD TEST METHOD FOR ERODIBILITY DETERMINATION OF SOIL IN THE FIELD OR IN THE LABORATORY BY THE JET INDEX METHOD | 2000 | 1.138 | 3 | LABORATORY INVESTIGATIONS OF SOILS AND ROCKS FOR ENGINEERING ANALYSIS AND DESIGN OF NUCLEAR POWER PLANTS
ASTM | ASTM D5878 | STANDARD GUIDE FOR USING ROCK MASS CLASSIFICATION SYSTEMS FOR ENGINEERING PURPOSES | 2000 | 1.138 | 2 | LABORATORY INVESTIGATIONS OF SOILS AND ROCKS FOR ENGINEERING ANALYSIS AND DESIGN OF NUCLEAR POWER PLANTS
ASTM | ASTM D5878 | STANDARD GUIDE FOR USING ROCK MASS CLASSIFICATION SYSTEMS FOR ENGINEERING PURPOSES | 2000 | 1.138 | 3 | LABORATORY INVESTIGATIONS OF SOILS AND ROCKS FOR ENGINEERING ANALYSIS AND DESIGN OF NUCLEAR POWER PLANTS
ASTM | ASTM D6572-2006 | STANDARD TEST METHODS FOR DETERMINING DISPERSIVE CHARACTERISTICS OF CLAYEY SOILS BY THE CRUMB TEST | 2006 | 1.138 | 3 | LABORATORY INVESTIGATIONS OF SOILS AND ROCKS FOR ENGINEERING ANALYSIS AND DESIGN OF NUCLEAR POWER PLANTS
ASTM | ASTM D698-00a | STANDARD TEST METHODS FOR LABORATORY COMPACTION CHARACTERISTICS OF SOIL USING STANDARD EFFORT (12,400 FT-LBF/FT3 (600 KN-M/M3) | 2000 | 1.138 | 2 | LABORATORY INVESTIGATIONS OF SOILS AND ROCKS FOR ENGINEERING ANALYSIS AND DESIGN OF NUCLEAR POWER PLANTS
ASTM | ASTM D698-07 | STANDARD TEST METHODS FOR LABORATORY COMPACTION CHARACTERISTICS OF SOIL USING STANDARD EFFORT (12,400 FT-LBF/FT3 (600 KN-M/M3)) | 2007 | 1.138 | 3 | LABORATORY INVESTIGATIONS OF SOILS AND ROCKS FOR ENGINEERING ANALYSIS AND DESIGN OF NUCLEAR POWER PLANTS
ASTM | ASTM D7012-2010 | STANDARD TEST METHOD FOR COMPRESSIVE STRENGTH AND ELASTIC MODULI OF INTACT ROCK CORE SPECIMENS UNDER VARYING STATES OF STRESS AND TEMPERATURES | 2010 | 1.138 | 3 | LABORATORY INVESTIGATIONS OF SOILS AND ROCKS FOR ENGINEERING ANALYSIS AND DESIGN OF NUCLEAR POWER PLANTS
ASTM | ASTM D7070-2010 | STANDARD TEST METHODS FOR CREEP OF ROCK CORE UNDER CONSTANT STRESS AND TEMPERATURE | 2010 | 1.138 | 3 | LABORATORY INVESTIGATIONS OF SOILS AND ROCKS FOR ENGINEERING ANALYSIS AND DESIGN OF NUCLEAR POWER PLANTS
ASTM | ASTM D7181-2011 | STANDARD TEST METHOD FOR CONSOLIDATED DRAINED TRIAXIAL COMPRESSION TEST FOR SOILS | 2011 | 1.138 | 3 | LABORATORY INVESTIGATIONS OF SOILS AND ROCKS FOR ENGINEERING ANALYSIS AND DESIGN OF NUCLEAR POWER PLANTS
ASTM | ASTM D854-00 | STANDARD TEST METHODS FOR SPECIFIC GRAVITY OF SOIL SOLIDS BY WATER PYCNOMETER | 2000 | 1.138 | 2 | LABORATORY INVESTIGATIONS OF SOILS AND ROCKS FOR ENGINEERING ANALYSIS AND DESIGN OF NUCLEAR POWER PLANTS
ASTM | ASTM D854-10 | STANDARD TEST METHODS FOR SPECIFIC GRAVITY OF SOIL SOLIDS BY WATER PYCNOMETER | 2010 | 1.138 | 3 | LABORATORY INVESTIGATIONS OF SOILS AND ROCKS FOR ENGINEERING ANALYSIS AND DESIGN OF NUCLEAR POWER PLANTS
ASTM | ASTM STP 1213-1994 | DYNAMIC GEOTECHNICAL TESTING II | 1994 | 1.138 | 3 | LABORATORY INVESTIGATIONS OF SOILS AND ROCKS FOR ENGINEERING ANALYSIS AND DESIGN OF NUCLEAR POWER PLANTS
ASTM | ASTM STP 479-1970 | SUGGESTED METHOD OF TESTING FOR ORGANIC CARBON CONTENT OF SOIL BY WET COMBUSTION | 1970 | 1.138 | 3 | LABORATORY INVESTIGATIONS OF SOILS AND ROCKS FOR ENGINEERING ANALYSIS AND DESIGN OF NUCLEAR POWER PLANTS
ASME | ASME BPVC Section III | RULES FOR CONSTRUCTION OF NUCLEAR POWER PLANT COMPONENTS | Unknown | 1.14 | 1 | REACTOR COOLANT PUMP FLYWHEEL INTEGRITY
ASME | ASME BPVC Section XI | RULES FOR INSERVICE INSPECTION OF NUCLEAR POWER PLANT COMPONENTS | Unknown | 1.14 | 1 | REACTOR COOLANT PUMP FLYWHEEL INTEGRITY
ASME | ASME SA-508 | SPECIFICATION FOR QUENCHED AND TEMPERED VACUUM TREATED CARBON AND ALLOY STEEL FORGINGS FOR PRESSURE VESSELS | Unknown | 1.14 | 1 | REACTOR COOLANT PUMP FLYWHEEL INTEGRITY
ASTM | ASTM A20 | STANDARD SPECIFICATION FOR GENERAL REQUIREMENTS FOR STEEL PLATES FOR PRESSURE VESSELS | Unknown | 1.14 | 1 | REACTOR COOLANT PUMP FLYWHEEL INTEGRITY
ASTM | ASTM E399 | STANDARD TEST METHOD FOR PLANE-STRAIN FRACTURE TOUGHNESS OF METALLIC MATERIALS | Unknown | 1.14 | 1 | REACTOR COOLANT PUMP FLYWHEEL INTEGRITY
ASME | ASME AG-1-1997 | CODE ON NUCLEAR AIR AND GAS TREATMENT | 1997 | 1.140 | 2 | DESIGN, INSPECTION, AND TESTING CRITERIA FOR AIR FILTRATION AND ADSORPTION UNITS OF NORMAL ATMOSPHERE CLEANUP SYSTEMS IN LIGHT-WATER-COOLED NUCLEAR POWER PLANTS
ASME | ASME AG-1a-2000 | CODE ON NUCLEAR AIR AND GAS TREATMENT | 2000 | 1.140 | 2 | DESIGN, INSPECTION, AND TESTING CRITERIA FOR AIR FILTRATION AND ADSORPTION UNITS OF NORMAL ATMOSPHERE CLEANUP SYSTEMS IN LIGHT-WATER-COOLED NUCLEAR POWER PLANTS
ASME | ASME N509-1989 | NUCLEAR POWER PLANT AIR-CLEANING UNITS AND COMPONENTS | 1989 | 1.140 | 2 | DESIGN, INSPECTION, AND TESTING CRITERIA FOR AIR FILTRATION AND ADSORPTION UNITS OF NORMAL ATMOSPHERE CLEANUP SYSTEMS IN LIGHT-WATER-COOLED NUCLEAR POWER PLANTS
ASME | ASME N510-1989 | TESTING OF NUCLEAR AIR-TREATMENT SYSTEMS | 1989 | 1.140 | 2 | DESIGN, INSPECTION, AND TESTING CRITERIA FOR AIR FILTRATION AND ADSORPTION UNITS OF NORMAL ATMOSPHERE CLEANUP SYSTEMS IN LIGHT-WATER-COOLED NUCLEAR POWER PLANTS
ASTM | ASTM D3803-89 | STANDARD TEST METHODS FOR NUCLEAR-GRADE ACTIVATED CARBON | 1989 | 1.140 | 2 | DESIGN, INSPECTION, AND TESTING CRITERIA FOR AIR FILTRATION AND ADSORPTION UNITS OF NORMAL ATMOSPHERE CLEANUP SYSTEMS IN LIGHT-WATER-COOLED NUCLEAR POWER PLANTS
ERDA | ERDA 76-21 | NUCLEAR AIR CLEANING HANDBOOK | 1976 | 1.140 | 2 | DESIGN, INSPECTION, AND TESTING CRITERIA FOR AIR FILTRATION AND ADSORPTION UNITS OF NORMAL ATMOSPHERE CLEANUP SYSTEMS IN LIGHT-WATER-COOLED NUCLEAR POWER PLANTS
ANSI | ANSI N271-1976 | CONTAINMENT ISOLATION PROVISIONS FOR FLUID SYSTEMS | 1976 | 1.141 | 0 | CONTAINMENT ISOLATION PROVISIONS FOR FLUID SYSTEMS
ANSI | ANSI N271-1976 | CONTAINMENT ISOLATION PROVISIONS FOR FLUID SYSTEMS | 1976 | 1.141 | 1 | CONTAINMENT ISOLATION PROVISIONS FOR FLUID SYSTEMS
ANSI | ANSI N271-76 | CONTAINMENT ISOLATION PROVISIONS FOR FLUID SYSTEMS | 1976 | 1.141 | 1 | CONTAINMENT ISOLATION PROVISIONS FOR FLUID SYSTEMS
ACI | ACI 311.4 R-1995 | GUIDE FOR CONCRETE INSPECTION | 1995 | 1.142 | 2 | SAFETY-RELATED CONCRETE STRUCTURES FOR NUCLEAR POWER PLANTS (OTHER THAN REACTOR VESSELS AND CONTAINMENTS)
ACI | ACI 311-1974 | RECOMMENDED PRACTICE FOR CONCRETE INSPECTION | 1974 | 1.142 | 0 | SAFETY-RELATED CONCRETE STRUCTURES FOR NUCLEAR POWER PLANTS (OTHER THAN REACTOR VESSELS AND CONTAINMENTS)
ACI | ACI 318 | BUILDING CODE REQUIREMENTS FOR REINFORCED CONCRETE | 2005 | 1.142 | 1 | SAFETY-RELATED CONCRETE STRUCTURES FOR NUCLEAR POWER PLANTS (OTHER THAN REACTOR VESSELS AND CONTAINMENTS)
ACI | ACI 318-08 | BUILDING CODE REQUIREMENTS FOR STRUCTURAL CONCRETE AND COMMENTARY | 2008 | 1.142 | 3 | SAFETY-RELATED CONCRETE STRUCTURES FOR NUCLEAR POWER PLANTS (OTHER THAN REACTOR VESSELS AND CONTAINMENTS)
ACI | ACI 318-08 | BUILDING CODE REQUIREMENTS FOR STRUCTURAL CONCRETE AND COMMENTARY | 2008 | 1.142 | 3 / DG-1283 | SAFETY-RELATED CONCRETE STRUCTURES FOR NUCLEAR POWER PLANTS (OTHER THAN REACTOR VESSELS AND CONTAINMENTS)
ACI | ACI 318-1971 | BUILDING CODE REQUIREMENTS FOR STRUCTURAL CONCRETE | 1971 | 1.142 | 0 | SAFETY-RELATED CONCRETE STRUCTURES FOR NUCLEAR POWER PLANTS (OTHER THAN REACTOR VESSELS AND CONTAINMENTS)
ACI | ACI 318-1989 | BUILDING CODE REQUIREMENTS FOR STRUCTURAL CONCRETE | 1989 | 1.142 | 2 | SAFETY-RELATED CONCRETE STRUCTURES FOR NUCLEAR POWER PLANTS (OTHER THAN REACTOR VESSELS AND CONTAINMENTS)
ACI | ACI 318-1995 | BUILDING CODE REQUIREMENTS FOR STRUCTURAL CONCRETE | 1995 | 1.142 | 2 | SAFETY-RELATED CONCRETE STRUCTURES FOR NUCLEAR POWER PLANTS (OTHER THAN REACTOR VESSELS AND CONTAINMENTS)
ACI | ACI 318-1999 | BUILDING CODE REQUIREMENTS FOR STRUCTURAL CONCRETE | 1999 | 1.142 | 2 | SAFETY-RELATED CONCRETE STRUCTURES FOR NUCLEAR POWER PLANTS (OTHER THAN REACTOR VESSELS AND CONTAINMENTS)
ACI | ACI 349-13 | CODE REQUIREMENTS FOR NUCLEAR SAFETY RELATED CONCRETE STRUCTURES AND COMMENTARY | 2013 | 1.142 | 3 | SAFETY-RELATED CONCRETE STRUCTURES FOR NUCLEAR POWER PLANTS (OTHER THAN REACTOR VESSELS AND CONTAINMENTS)
ACI | ACI 349-13 | CODE REQUIREMENTS FOR NUCLEAR SAFETY RELATED CONCRETE STRUCTURES AND COMMENTARY | 2013 | 1.142 | 3 / DG-1283 | SAFETY-RELATED CONCRETE STRUCTURES FOR NUCLEAR POWER PLANTS (OTHER THAN REACTOR VESSELS AND CONTAINMENTS)
ACI | ACI 349-1976 | CODE REQUIREMENTS FOR NUCLEAR SAFETY RELATED CONCRETE STRUCTURES | 1976 | 1.142 | 0 | SAFETY-RELATED CONCRETE STRUCTURES FOR NUCLEAR POWER PLANTS (OTHER THAN REACTOR VESSELS AND CONTAINMENTS)
ACI | ACI 349-1976 | CODE REQUIREMENTS FOR NUCLEAR SAFETY RELATED CONCRETE STRUCTURES | 1976 | 1.142 | 2 | SAFETY-RELATED CONCRETE STRUCTURES FOR NUCLEAR POWER PLANTS (OTHER THAN REACTOR VESSELS AND CONTAINMENTS)
ACI | ACI 349-1977 | CODE REQUIREMENTS FOR NUCLEAR SAFETY RELATED CONCRETE STRUCTURES | 1976 | 1.142 | 1 | SAFETY-RELATED CONCRETE STRUCTURES FOR NUCLEAR POWER PLANTS (OTHER THAN REACTOR VESSELS AND CONTAINMENTS)
ACI | ACI 349-1997 | CODE REQUIREMENTS FOR NUCLEAR SAFETY RELATED CONCRETE STRUCTURES | 1997 | 1.142 | 2 | SAFETY-RELATED CONCRETE STRUCTURES FOR NUCLEAR POWER PLANTS (OTHER THAN REACTOR VESSELS AND CONTAINMENTS)
ACI | ACI 359 | CODE FOR CONCRETE REACTOR VESSELS AND CONTAINMENTS | 1999 | 1.142 | 1 | SAFETY-RELATED CONCRETE STRUCTURES FOR NUCLEAR POWER PLANTS (OTHER THAN REACTOR VESSELS AND CONTAINMENTS)
ACI | ACI 359 | CODE FOR CONCRETE REACTOR VESSELS AND CONTAINMENTS | 1999 | 1.142 | 2 | SAFETY-RELATED CONCRETE STRUCTURES FOR NUCLEAR POWER PLANTS (OTHER THAN REACTOR VESSELS AND CONTAINMENTS)
ACI | ANSI/ACI 318-77 | BUILDING CODE REQUIREMENTS FOR REINFORCED CONCRETE | 1977 | 1.142 | 1 | SAFETY-RELATED CONCRETE STRUCTURES FOR NUCLEAR POWER PLANTS (OTHER THAN REACTOR VESSELS AND CONTAINMENTS)
ACI | ANSI/ACI 349-97 | CODE REQUIREMENTS FOR NUCLEAR SAFETY RELATED CONCRETE STRUCTURES | 1997 | 1.142 | 2 | SAFETY-RELATED CONCRETE STRUCTURES FOR NUCLEAR POWER PLANTS (OTHER THAN REACTOR VESSELS AND CONTAINMENTS)
ANS | ANS 6.4-1997 | GUIDELINES ON THE NUCLEAR ANALYSIS AND DESIGN OF CONCRETE RADIATION SHIELDING FOR NUCLEAR POWER PLANTS | 1997 | 1.142 | 2 | SAFETY-RELATED CONCRETE STRUCTURES FOR NUCLEAR POWER PLANTS (OTHER THAN REACTOR VESSELS AND CONTAINMENTS)
ANS | ANSI/ANS 6.4-1977 | GUIDELINES ON THE NUCLEAR ANALYSIS AND DESIGN OF CONCRETE RADIATION SHIELDING FOR NUCLEAR POWER PLANTS | 1977 | 1.142 | 1 | SAFETY-RELATED CONCRETE STRUCTURES FOR NUCLEAR POWER PLANTS (OTHER THAN REACTOR VESSELS AND CONTAINMENTS)
ANS | ANSI/ANS 6.4-1977 | GUIDELINES ON THE NUCLEAR ANALYSIS AND DESIGN OF CONCRETE RADIATION SHIELDING FOR NUCLEAR POWER PLANTS | 1977 | 1.142 | 2 | SAFETY-RELATED CONCRETE STRUCTURES FOR NUCLEAR POWER PLANTS (OTHER THAN REACTOR VESSELS AND CONTAINMENTS)
ANSI | ANSI A89.1-1972 | BUILDING CODE REQUIREMENTS FOR REINFORCED CONCRETE | 1972 | 1.142 | 0 | SAFETY-RELATED CONCRETE STRUCTURES FOR NUCLEAR POWER PLANTS (OTHER THAN REACTOR VESSELS AND CONTAINMENTS)
ANSI | ANSI A89.1-1972 | BUILDING CODE REQUIREMENTS FOR REINFORCED CONCRETE | 1972 | 1.142 | 1 | SAFETY-RELATED CONCRETE STRUCTURES FOR NUCLEAR POWER PLANTS (OTHER THAN REACTOR VESSELS AND CONTAINMENTS)
ANSI | ANSI N101.4-1972 | QUALITY ASSURANCE REQUIREMENTS FOR PROTECTIVE COATINGS APPLIED TO WATER-COOLED NUCLEAR POWER PLANTS | 1972 | 1.142 | 0 | SAFETY-RELATED CONCRETE STRUCTURES FOR NUCLEAR POWER PLANTS (OTHER THAN REACTOR VESSELS AND CONTAINMENTS)
ANSI | ANSI N101.6-1972 | CONCRETE RADIATION SHIELDS | 1972 | 1.142 | 0 | SAFETY-RELATED CONCRETE STRUCTURES FOR NUCLEAR POWER PLANTS (OTHER THAN REACTOR VESSELS AND CONTAINMENTS)
ANSI | ANSI N101.6-1972 | CONCRETE RADIATION SHIELDS | 1972 | 1.142 | 1 | SAFETY-RELATED CONCRETE STRUCTURES FOR NUCLEAR POWER PLANTS (OTHER THAN REACTOR VESSELS AND CONTAINMENTS)
ANSI | ANSI N45.2.11-1974 | QUALITY ASSURANCE REQUIREMENTS FOR THE DESIGN OF NUCLEAR POWER PLANTS | 1974 | 1.142 | 1 | SAFETY-RELATED CONCRETE STRUCTURES FOR NUCLEAR POWER PLANTS (OTHER THAN REACTOR VESSELS AND CONTAINMENTS)
ANSI | ANSI N45.2.13-1976 | SUPPLEMENTARY QUALITY ASSURANCE REQUIREMENTS FOR PROCUREMENT DOCUMENTS FOR NUCLEAR POWER PLANTS | 1976 | 1.142 | 1 | SAFETY-RELATED CONCRETE STRUCTURES FOR NUCLEAR POWER PLANTS (OTHER THAN REACTOR VESSELS AND CONTAINMENTS)
ANSI | ANSI N45.2.2-1972 | PACKAGING, SHIPPING, RECEIVING, STORAGE, AND HANDLING OF ITEMS OF NUCLEAR POWER PLANTS | 1972 | 1.142 | 1 | SAFETY-RELATED CONCRETE STRUCTURES FOR NUCLEAR POWER PLANTS (OTHER THAN REACTOR VESSELS AND CONTAINMENTS)
ANSI | ANSI N45.2.3-1973 | HOUSEKEEPING DURING THE CONSTRUCTION PHASE OF NUCLEAR POWER PLANTS | 1973 | 1.142 | 1 | SAFETY-RELATED CONCRETE STRUCTURES FOR NUCLEAR POWER PLANTS (OTHER THAN REACTOR VESSELS AND CONTAINMENTS)
ANSI | ANSI N45.2.5 | SUPPLEMENTARY QUALITY ASSURANCE REQUIREMENTS FOR INSTALLATION, INSPECTION, AND TESTING OF STRUCTURAL CONCRETE, STRUCTURAL STEEL, SOILS, AND FOUNDATIONS DURING THE CONSTRUCTION PHASE OF NUCLEAR POWER PLANTS | 1974 | 1.142 | 1 | SAFETY-RELATED CONCRETE STRUCTURES FOR NUCLEAR POWER PLANTS (OTHER THAN REACTOR VESSELS AND CONTAINMENTS)
ANSI | ANSI N45.2.5 | SUPPLEMENTARY QUALITY ASSURANCE REQUIREMENTS FOR INSTALLATION, INSPECTION, AND TESTING OF STRUCTURAL CONCRETE, STRUCTURAL STEEL, SOILS, AND FOUNDATIONS DURING THE CONSTRUCTION PHASE OF NUCLEAR POWER PLANTS | 1974 | 1.142 | 2 | SAFETY-RELATED CONCRETE STRUCTURES FOR NUCLEAR POWER PLANTS (OTHER THAN REACTOR VESSELS AND CONTAINMENTS)
ANSI | ANSI N45.2.5-1974 | INSTALLATION, INSPECTION, AND TESTING OF STRUCTURAL CONCRETE AND STRUCTURAL STEEL DURING THE CONSTRUCTION PHASE OF NUCLEAR POWER PLANTS | 1974 | 1.142 | 1 | SAFETY-RELATED CONCRETE STRUCTURES FOR NUCLEAR POWER PLANTS (OTHER THAN REACTOR VESSELS AND CONTAINMENTS)
ANSI | ANSI N45.2.6-1978 | QUALIFICATIONS OF INSPECTION, EXAMINATION, AND TESTING PERSONNEL FOR NUCLEAR POWER PLANTS | 1978 | 1.142 | 1 | SAFETY-RELATED CONCRETE STRUCTURES FOR NUCLEAR POWER PLANTS (OTHER THAN REACTOR VESSELS AND CONTAINMENTS)
ANSI | ANSI N45.2.9-1974 | REQUIREMENTS FOR COLLECTION, STORAGE, AND MAINTENANCE OF QUALITY ASSURANCE RECORDS FOR NUCLEAR POWER PLANTS | 1974 | 1.142 | 1 | SAFETY-RELATED CONCRETE STRUCTURES FOR NUCLEAR POWER PLANTS (OTHER THAN REACTOR VESSELS AND CONTAINMENTS)
ASCE | ASCE 7-05 | MINIMUM DESIGN LOADS FOR BUILDINGS AND OTHER STRUCTURES | 2005 | 1.142 | 3 | SAFETY-RELATED CONCRETE STRUCTURES FOR NUCLEAR POWER PLANTS (OTHER THAN REACTOR VESSELS AND CONTAINMENTS)
ASCE | ASCE 7-05 | MINIMUM DESIGN LOADS FOR BUILDINGS AND OTHER STRUCTURES | 2005 | 1.142 | 3 / DG-1283 | SAFETY-RELATED CONCRETE STRUCTURES FOR NUCLEAR POWER PLANTS (OTHER THAN REACTOR VESSELS AND CONTAINMENTS)
ASCE | ASCE/SEI 37-14 | DESIGN LOADS ON STRUCTURES DURING CONSTRUCTION | 2014 | 1.142 | 3 | SAFETY-RELATED CONCRETE STRUCTURES FOR NUCLEAR POWER PLANTS (OTHER THAN REACTOR VESSELS AND CONTAINMENTS)
ASCE | ASCE/SEI 37-14 | DESIGN LOADS ON STRUCTURES DURING CONSTRUCTION | 2014 | 1.142 | 3 / DG-1283 | SAFETY-RELATED CONCRETE STRUCTURES FOR NUCLEAR POWER PLANTS (OTHER THAN REACTOR VESSELS AND CONTAINMENTS)
ASME | ANSI/ASME N45.2.12-1977 | QUALITY ASSURANCE PROGRAM AUDITING REQUIREMENTS FOR NUCLEAR POWER PLANTS | 1977 | 1.142 | 1 | SAFETY-RELATED CONCRETE STRUCTURES FOR NUCLEAR POWER PLANTS (OTHER THAN REACTOR VESSELS AND CONTAINMENTS)
ASME | ANSI/ASME N45.2.23-1978 | QUALIFICATION OF QUALITY ASSURANCE PROGRAM AUDIT PERSONNEL FOR NUCLEAR FACILITIES | 1978 | 1.142 | 1 | SAFETY-RELATED CONCRETE STRUCTURES FOR NUCLEAR POWER PLANTS (OTHER THAN REACTOR VESSELS AND CONTAINMENTS)
ASME | ASME BPVC Section III, Division 2 (ACI 359) | CODE FOR CONCRETE REACTOR VESSELS AND CONTAINMENTS | 1980 | 1.142 | 1 | SAFETY-RELATED CONCRETE STRUCTURES FOR NUCLEAR POWER PLANTS (OTHER THAN REACTOR VESSELS AND CONTAINMENTS)
ASME | ASME BPVC Section III, Division 2 (ACI 359) | CODE FOR CONCRETE REACTOR VESSELS AND CONTAINMENTS | 1999 | 1.142 | 2 | SAFETY-RELATED CONCRETE STRUCTURES FOR NUCLEAR POWER PLANTS (OTHER THAN REACTOR VESSELS AND CONTAINMENTS)
ASME | ASME BPVC Section III, Division 2 (ACI 359) | CODE FOR CONCRETE CONTAINMENTS | 2019 | 1.142 | 3 | SAFETY-RELATED CONCRETE STRUCTURES FOR NUCLEAR POWER PLANTS (OTHER THAN REACTOR VESSELS AND CONTAINMENTS)
ASME | ASME BPVC Section III, Division 2 (ACI 359) | CODE FOR CONCRETE CONTAINMENTS | 2019 | 1.142 | 3 / DG-1283 | SAFETY-RELATED CONCRETE STRUCTURES FOR NUCLEAR POWER PLANTS (OTHER THAN REACTOR VESSELS AND CONTAINMENTS)
ASME | ASME NQA-1-1983 | QUALITY ASSURANCE REQUIREMENTS FOR MAINTENANCE OF NUCLEAR FACILITIES | 1983 | 1.142 | 2 | SAFETY-RELATED CONCRETE STRUCTURES FOR NUCLEAR POWER PLANTS (OTHER THAN REACTOR VESSELS AND CONTAINMENTS)
ASME | ASME NQA-2-1983 | QUALITY ASSURANCE REQUIREMENTS FOR NUCLEAR POWER PLANTS | 1983 | 1.142 | 2 | SAFETY-RELATED CONCRETE STRUCTURES FOR NUCLEAR POWER PLANTS (OTHER THAN REACTOR VESSELS AND CONTAINMENTS)
ASTM | ASTM A1034 | STANDARD TEST METHODS FOR TESTING MECHANICAL SPLICES FOR STEEL REINFORCING BARS | Unknown | 1.142 | 3 | SAFETY-RELATED CONCRETE STRUCTURES FOR NUCLEAR POWER PLANTS (OTHER THAN REACTOR VESSELS AND CONTAINMENTS)
ASTM | ASTM A1034 | STANDARD TEST METHODS FOR TESTING MECHANICAL SPLICES FOR STEEL REINFORCING BARS | Unknown | 1.142 | 3 / DG-1283 | SAFETY-RELATED CONCRETE STRUCTURES FOR NUCLEAR POWER PLANTS (OTHER THAN REACTOR VESSELS AND CONTAINMENTS)
ASTM | ASTM A615 | STANDARD SPECIFICATION FOR DEFORMED AND PLAIN CARBON-STEEL BARS FOR CONCRETE | 2019 | 1.142 | 3 | SAFETY-RELATED CONCRETE STRUCTURES FOR NUCLEAR POWER PLANTS (OTHER THAN REACTOR VESSELS AND CONTAINMENTS)
ASTM | ASTM A615 | STANDARD SPECIFICATION FOR DEFORMED AND PLAIN CARBON-STEEL BARS FOR CONCRETE | 2019 | 1.142 | 3 / DG-1283 | SAFETY-RELATED CONCRETE STRUCTURES FOR NUCLEAR POWER PLANTS (OTHER THAN REACTOR VESSELS AND CONTAINMENTS)
ASTM | ASTM A706 | STANDARD SPECIFICATION FOR DEFORMED AND PLAIN LOW-ALLOY STEEL BARS FOR CONCRETE REINFORCEMENT | 2019 | 1.142 | 3 | SAFETY-RELATED CONCRETE STRUCTURES FOR NUCLEAR POWER PLANTS (OTHER THAN REACTOR VESSELS AND CONTAINMENTS)
ASTM | ASTM A706 | STANDARD SPECIFICATION FOR DEFORMED AND PLAIN LOW-ALLOY STEEL BARS FOR CONCRETE REINFORCEMENT | 2019 | 1.142 | 3 / DG-1283 | SAFETY-RELATED CONCRETE STRUCTURES FOR NUCLEAR POWER PLANTS (OTHER THAN REACTOR VESSELS AND CONTAINMENTS)
IAEA | IAEA Safety Guide NS-G-1.5 | EXTERNAL EVENTS EXCLUDING EARTHQUAKES IN THE DESIGN OF NUCLEAR POWER PLANTS | 2003 | 1.142 | 3 | SAFETY-RELATED CONCRETE STRUCTURES FOR NUCLEAR POWER PLANTS (OTHER THAN REACTOR VESSELS AND CONTAINMENTS)
IAEA | IAEA Safety Guide NS-G-1.5 | EXTERNAL EVENTS EXCLUDING EARTHQUAKES IN THE DESIGN OF NUCLEAR POWER PLANTS | 2003 | 1.142 | 3 / DG-1283 | SAFETY-RELATED CONCRETE STRUCTURES FOR NUCLEAR POWER PLANTS (OTHER THAN REACTOR VESSELS AND CONTAINMENTS)
IAEA | IAEA Safety Guide NS-G-1.6 | SEISMIC DESIGN AND QUALIFICATION FOR NUCLEAR POWER PLANTS | 2003 | 1.142 | 3 | SAFETY-RELATED CONCRETE STRUCTURES FOR NUCLEAR POWER PLANTS (OTHER THAN REACTOR VESSELS AND CONTAINMENTS)
IAEA | IAEA Safety Guide NS-G-1.6 | SEISMIC DESIGN AND QUALIFICATION FOR NUCLEAR POWER PLANTS | 2003 | 1.142 | 3 / DG-1283 | SAFETY-RELATED CONCRETE STRUCTURES FOR NUCLEAR POWER PLANTS (OTHER THAN REACTOR VESSELS AND CONTAINMENTS)
IAEA | IAEA Safety Guide NS-G-2.6 | MAINTENANCE, SURVEILLANCE AND IN-SERVICE INSPECTIONS IN NUCLEAR POWER PLANTS | 2002 | 1.142 | 3 | SAFETY-RELATED CONCRETE STRUCTURES FOR NUCLEAR POWER PLANTS (OTHER THAN REACTOR VESSELS AND CONTAINMENTS)
IAEA | IAEA Safety Guide NS-G-2.6 | MAINTENANCE, SURVEILLANCE AND IN-SERVICE INSPECTIONS IN NUCLEAR POWER PLANTS | 2002 | 1.142 | 3 / DG-1283 | SAFETY-RELATED CONCRETE STRUCTURES FOR NUCLEAR POWER PLANTS (OTHER THAN REACTOR VESSELS AND CONTAINMENTS)
IAEA | IAEA Safety Guide NS-G-3.6 | GEOTECHNICAL ASPECTS OF SITE EVALUATION AND FOUNDATIONS FOR NUCLEAR POWER PLANTS | 2005 | 1.142 | 3 | SAFETY-RELATED CONCRETE STRUCTURES FOR NUCLEAR POWER PLANTS (OTHER THAN REACTOR VESSELS AND CONTAINMENTS)
IAEA | IAEA Safety Guide NS-G-3.6 | GEOTECHNICAL ASPECTS OF SITE EVALUATION AND FOUNDATIONS FOR NUCLEAR POWER PLANTS | 2005 | 1.142 | 3 / DG-1283 | SAFETY-RELATED CONCRETE STRUCTURES FOR NUCLEAR POWER PLANTS (OTHER THAN REACTOR VESSELS AND CONTAINMENTS)
IAEA | IAEA Safety Report 70 | COMPARISON BETWEEN IAEA GS-R-3 AND ASME NQA-1-2008 AND NQA-1A-2009 ADDENDA | Unknown | 1.142 | 3 / DG-1283 | SAFETY-RELATED CONCRETE STRUCTURES FOR NUCLEAR POWER PLANTS (OTHER THAN REACTOR VESSELS AND CONTAINMENTS)
ACI | ACI 318-1977 | BUILDING CODE REQUIREMENTS FOR REINFORCED CONCRETE | 1977 | 1.143 | 2 | DESIGN GUIDANCE FOR RADIOACTIVE WASTE MANAGEMENT SYSTEMS, STRUCTURES, AND COMPONENTS INSTALLED IN LIGHT-WATER-COOLED NUCLEAR POWER PLANTS
ACI | ACI 318-1999 | BUILDING CODE REQUIREMENTS FOR STRUCTURAL CONCRETE | 1999 | 1.143 | 2 | DESIGN GUIDANCE FOR RADIOACTIVE WASTE MANAGEMENT SYSTEMS, STRUCTURES, AND COMPONENTS INSTALLED IN LIGHT-WATER-COOLED NUCLEAR POWER PLANTS
ACI | ACI 349-1997 | CODE REQUIREMENTS FOR NUCLEAR SAFETY RELATED CONCRETE STRUCTURES | 1997 | 1.143 | 2 | DESIGN GUIDANCE FOR RADIOACTIVE WASTE MANAGEMENT SYSTEMS, STRUCTURES, AND COMPONENTS INSTALLED IN LIGHT-WATER-COOLED NUCLEAR POWER PLANTS
AISC | AISC N690 (S327) | NUCLEAR FACILITIES, STEEL SAFETY-RELATED STRUCTURES FOR DESIGN AND FABRICATION | 1984 | 1.143 | 2 | DESIGN GUIDANCE FOR RADIOACTIVE WASTE MANAGEMENT SYSTEMS, STRUCTURES, AND COMPONENTS INSTALLED IN LIGHT-WATER-COOLED NUCLEAR POWER PLANTS
AISC | AISC SG-673 | SPECIFICATION FOR THE DESIGN OF COLD-FORMED STEEL STRUCTURAL MEMBERS | 1986 | 1.143 | 2 | DESIGN GUIDANCE FOR RADIOACTIVE WASTE MANAGEMENT SYSTEMS, STRUCTURES, AND COMPONENTS INSTALLED IN LIGHT-WATER-COOLED NUCLEAR POWER PLANTS
AISC | AISC-1969 | SPECIFICATION FOR THE DESIGN, FABRICATION AND ERECTION OF STRUCTURAL STEEL FOR BUILDINGS | Unknown | 1.143 | 2 | DESIGN GUIDANCE FOR RADIOACTIVE WASTE MANAGEMENT SYSTEMS, STRUCTURES, AND COMPONENTS INSTALLED IN LIGHT-WATER-COOLED NUCLEAR POWER PLANTS
ANS | ANS 55.1-1979 | SOLID RADIOACTIVE WASTE PROCESSING SYSTEM FOR LIGHT-WATER-COOLED REACTOR PLANTS | 1979 | 1.143 | 2 | DESIGN GUIDANCE FOR RADIOACTIVE WASTE MANAGEMENT SYSTEMS, STRUCTURES, AND COMPONENTS INSTALLED IN LIGHT-WATER-COOLED NUCLEAR POWER PLANTS
ANS | ANS 55.4-1979 | GASEOUS RADIOACTIVE WASTE PROCESSING SYSTEMS FOR LIGHT WATER REACTOR PLANTS | 1979 | 1.143 | 2 | DESIGN GUIDANCE FOR RADIOACTIVE WASTE MANAGEMENT SYSTEMS, STRUCTURES, AND COMPONENTS INSTALLED IN LIGHT-WATER-COOLED NUCLEAR POWER PLANTS
ANS | ANSI/ANS 2.3-1983 | STANDARD FOR ESTIMATING TORNADO AND EXTREME WIND CHARACTERISTICS AT NUCLEAR POWER SITES | 1983 | 1.143 | 2 | DESIGN GUIDANCE FOR RADIOACTIVE WASTE MANAGEMENT SYSTEMS, STRUCTURES, AND COMPONENTS INSTALLED IN LIGHT-WATER-COOLED NUCLEAR POWER PLANTS
ANS | ANSI/ANS 2.8-1992 | DETERMINING DESIGN BASIS FLOODING AT POWER REACTOR SITES | 1992 | 1.143 | 2 | DESIGN GUIDANCE FOR RADIOACTIVE WASTE MANAGEMENT SYSTEMS, STRUCTURES, AND COMPONENTS INSTALLED IN LIGHT-WATER-COOLED NUCLEAR POWER PLANTS
ANS | ANSI/ANS 40.37-1993 | MOBILE RADIOACTIVE WASTE PROCESSING SYSTEMS | 1993 | 1.143 | 2 | DESIGN GUIDANCE FOR RADIOACTIVE WASTE MANAGEMENT SYSTEMS, STRUCTURES, AND COMPONENTS INSTALLED IN LIGHT-WATER-COOLED NUCLEAR POWER PLANTS
ANS | ANSI/ANS 55.1-1992 | SOLID RADIOACTIVE WASTE PROCESSING SYSTEM FOR LIGHT-WATER-COOLED REACTOR PLANTS | 1992 | 1.143 | 2 | DESIGN GUIDANCE FOR RADIOACTIVE WASTE MANAGEMENT SYSTEMS, STRUCTURES, AND COMPONENTS INSTALLED IN LIGHT-WATER-COOLED NUCLEAR POWER PLANTS
ANS | ANSI/ANS 55.4-1993 | GASEOUS RADIOACTIVE WASTE PROCESSING SYSTEMS FOR LIGHT WATER REACTOR PLANTS | 1993 | 1.143 | 2 | DESIGN GUIDANCE FOR RADIOACTIVE WASTE MANAGEMENT SYSTEMS, STRUCTURES, AND COMPONENTS INSTALLED IN LIGHT-WATER-COOLED NUCLEAR POWER PLANTS
ANS | ANSI/ANS 55.6-1993 | LIQUID RADIOACTIVE WASTE PROCESSING SYSTEM FOR LIGHT WATER REACTOR PLANTS | 1993 | 1.143 | 2 | DESIGN GUIDANCE FOR RADIOACTIVE WASTE MANAGEMENT SYSTEMS, STRUCTURES, AND COMPONENTS INSTALLED IN LIGHT-WATER-COOLED NUCLEAR POWER PLANTS
ANSI | ANSI N197-76 | BOILING WATER REACTOR LIQUID RADIOACTIVE WASTE PROCESSING SYSTEM | 1976 | 1.143 | 2 | DESIGN GUIDANCE FOR RADIOACTIVE WASTE MANAGEMENT SYSTEMS, STRUCTURES, AND COMPONENTS INSTALLED IN LIGHT-WATER-COOLED NUCLEAR POWER PLANTS
ANSI | ANSI N199-76 | LIQUID RADIOACTIVE WASTE PROCESSING SYSTEM FOR PRESSURIZED WATER REACTOR PLANTS | 1976 | 1.143 | 2 | DESIGN GUIDANCE FOR RADIOACTIVE WASTE MANAGEMENT SYSTEMS, STRUCTURES, AND COMPONENTS INSTALLED IN LIGHT-WATER-COOLED NUCLEAR POWER PLANTS
API | API-610 | CENTRIFUGAL PUMPS FOR PETROLEUM, HEAVY DUTY CHEMICAL, AND GAS INDUSTRY SERVICES | 1995 | 1.143 | 2 | DESIGN GUIDANCE FOR RADIOACTIVE WASTE MANAGEMENT SYSTEMS, STRUCTURES, AND COMPONENTS INSTALLED IN LIGHT-WATER-COOLED NUCLEAR POWER PLANTS
API | API-620 | DESIGN AND CONSTRUCTION OF LARGE, WELDED, LOW-PRESSURE STORAGE TANKS | 1990 | 1.143 | 2 | DESIGN GUIDANCE FOR RADIOACTIVE WASTE MANAGEMENT SYSTEMS, STRUCTURES, AND COMPONENTS INSTALLED IN LIGHT-WATER-COOLED NUCLEAR POWER PLANTS
API | API-650 | WELDED STEEL TANKS FOR OIL STORAGE | 1998 | 1.143 | 2 | DESIGN GUIDANCE FOR RADIOACTIVE WASTE MANAGEMENT SYSTEMS, STRUCTURES, AND COMPONENTS INSTALLED IN LIGHT-WATER-COOLED NUCLEAR POWER PLANTS
API | API-674 | POSITIVE DISPLACEMENT PUMPS-RECIPROCATING | 1995 | 1.143 | 2 | DESIGN GUIDANCE FOR RADIOACTIVE WASTE MANAGEMENT SYSTEMS, STRUCTURES, AND COMPONENTS INSTALLED IN LIGHT-WATER-COOLED NUCLEAR POWER PLANTS
API | API-675 | POSITIVE DISPLACEMENT PUMPS-CONTROLLED VOLUME | 1994 | 1.143 | 2 | DESIGN GUIDANCE FOR RADIOACTIVE WASTE MANAGEMENT SYSTEMS, STRUCTURES, AND COMPONENTS INSTALLED IN LIGHT-WATER-COOLED NUCLEAR POWER PLANTS
ASCE | ASCE 7-95 | MINIMUM DESIGN LOADS FOR BUILDINGS AND OTHER STRUCTURES | 1995 | 1.143 | 2 | DESIGN GUIDANCE FOR RADIOACTIVE WASTE MANAGEMENT SYSTEMS, STRUCTURES, AND COMPONENTS INSTALLED IN LIGHT-WATER-COOLED NUCLEAR POWER PLANTS
ASCI | ASCI 7-95 | MINIMUM DESIGN LOADS FOR BUILDINGS AND OTHER STRUCTURES | 1995 | 1.143 | 2 | DESIGN GUIDANCE FOR RADIOACTIVE WASTE MANAGEMENT SYSTEMS, STRUCTURES, AND COMPONENTS INSTALLED IN LIGHT-WATER-COOLED NUCLEAR POWER PLANTS
ASME | ASME BPVC Section II | MATERIAL SPECIFICATION | 1999 | 1.143 | 2 | DESIGN GUIDANCE FOR RADIOACTIVE WASTE MANAGEMENT SYSTEMS, STRUCTURES, AND COMPONENTS INSTALLED IN LIGHT-WATER-COOLED NUCLEAR POWER PLANTS
ASME | ASME BPVC Section III | RULES FOR CONSTRUCTION OF NUCLEAR FACILITY COMPONENTS | Unknown | 1.143 | 2 | DESIGN GUIDANCE FOR RADIOACTIVE WASTE MANAGEMENT SYSTEMS, STRUCTURES, AND COMPONENTS INSTALLED IN LIGHT-WATER-COOLED NUCLEAR POWER PLANTS
ASME | ASME BPVC Section IX | WELDING AND BRAZING QUALIFICATION | 1999 | 1.143 | 2 | DESIGN GUIDANCE FOR RADIOACTIVE WASTE MANAGEMENT SYSTEMS, STRUCTURES, AND COMPONENTS INSTALLED IN LIGHT-WATER-COOLED NUCLEAR POWER PLANTS
ASME | ASME BPVC Section VIII | RULES FOR CONSTRUCTION OF PRESSURE VESSELS | 1999 | 1.143 | 2 | DESIGN GUIDANCE FOR RADIOACTIVE WASTE MANAGEMENT SYSTEMS, STRUCTURES, AND COMPONENTS INSTALLED IN LIGHT-WATER-COOLED NUCLEAR POWER PLANTS
ASME | ASME QME-1-1997 | QUALIFICATION OF ACTIVE MECHANICAL EQUIPMENT USED IN NUCLEAR POWER PLANTS | 1997 | 1.143 | 2 | DESIGN GUIDANCE FOR RADIOACTIVE WASTE MANAGEMENT SYSTEMS, STRUCTURES, AND COMPONENTS INSTALLED IN LIGHT-WATER-COOLED NUCLEAR POWER PLANTS
ASTM | ASTM A123/A123M-01 | STANDARD SPECIFICATION FOR ZINC (HOT-DIP GALVANIZED) COATINGS ON IRON AND STEEL PRODUCTS | 2001 | 1.143 | 2 | DESIGN GUIDANCE FOR RADIOACTIVE WASTE MANAGEMENT SYSTEMS, STRUCTURES, AND COMPONENTS INSTALLED IN LIGHT-WATER-COOLED NUCLEAR POWER PLANTS
ASTM | ASTM A36-00 | STANDARD SPECIFICATION FOR CARBON STRUCTURAL STEEL | 2000 | 1.143 | 2 | DESIGN GUIDANCE FOR RADIOACTIVE WASTE MANAGEMENT SYSTEMS, STRUCTURES, AND COMPONENTS INSTALLED IN LIGHT-WATER-COOLED NUCLEAR POWER PLANTS
ASTM | ASTM A500-99 | STANDARD SPECIFICATION FOR COLD-FORMED WELDED AND SEAMLESS CARBON STEEL STRUCTURAL TUBING IN ROUNDS AND SHAPES | 1999 | 1.143 | 2 | DESIGN GUIDANCE FOR RADIOACTIVE WASTE MANAGEMENT SYSTEMS, STRUCTURES, AND COMPONENTS INSTALLED IN LIGHT-WATER-COOLED NUCLEAR POWER PLANTS
ASTM | ASTM A571-84 | STANDARD SPECIFICATION FOR AUSTENITIC DUCTILE IRON CASTINGS FOR PRESSURE-CONTAINING PARTS SUITABLE FOR LOW-TEMPERATURE SERVICE | 1984 | 1.143 | 2 | DESIGN GUIDANCE FOR RADIOACTIVE WASTE MANAGEMENT SYSTEMS, STRUCTURES, AND COMPONENTS INSTALLED IN LIGHT-WATER-COOLED NUCLEAR POWER PLANTS
ASTM | ASTM A795-97 | STANDARD SPECIFICATION FOR BLACK AND HOT-DIPPED ZINC-COATED WELDED AND SEAMLESS STEEL PIPE FOR FIRE PROTECTION USE | 1997 | 1.143 | 2 | DESIGN GUIDANCE FOR RADIOACTIVE WASTE MANAGEMENT SYSTEMS, STRUCTURES, AND COMPONENTS INSTALLED IN LIGHT-WATER-COOLED NUCLEAR POWER PLANTS
ASTM | ASTM B359-98 | STANDARD SPECIFICATION FOR COPPER AND COPPER-ALLOY SEAMLESS CONDENSER AND HEAT EXCHANGER TUBES WITH INTEGRAL FINS | 1998 | 1.143 | 2 | DESIGN GUIDANCE FOR RADIOACTIVE WASTE MANAGEMENT SYSTEMS, STRUCTURES, AND COMPONENTS INSTALLED IN LIGHT-WATER-COOLED NUCLEAR POWER PLANTS
ASTM | ASTM C1290-00 | STANDARD SPECIFICATION FOR FLEXIBLE FIBROUS GLASS BLANKET INSULATION USED TO EXTERNALLY INSULATE HVAC DUCTS | 2000 | 1.143 | 2 | DESIGN GUIDANCE FOR RADIOACTIVE WASTE MANAGEMENT SYSTEMS, STRUCTURES, AND COMPONENTS INSTALLED IN LIGHT-WATER-COOLED NUCLEAR POWER PLANTS
ASTM | ASTM F856-97 | STANDARD PRACTICE FOR MECHANICAL SYMBOLS, SHIPBOARD HEATING, VENTILATION, AND AIR CONDITIONING (HVAC) | 1997 | 1.143 | 2 | DESIGN GUIDANCE FOR RADIOACTIVE WASTE MANAGEMENT SYSTEMS, STRUCTURES, AND COMPONENTS INSTALLED IN LIGHT-WATER-COOLED NUCLEAR POWER PLANTS
AWS | AWS D1.1 | STRUCTURAL WELDING CODE-STEEL | 2000 | 1.143 | 2 | DESIGN GUIDANCE FOR RADIOACTIVE WASTE MANAGEMENT SYSTEMS, STRUCTURES, AND COMPONENTS INSTALLED IN LIGHT-WATER-COOLED NUCLEAR POWER PLANTS
AWS | AWS D1.3 | STRUCTURAL WELDING CODE-SHEET STEEL | 1998 | 1.143 | 2 | DESIGN GUIDANCE FOR RADIOACTIVE WASTE MANAGEMENT SYSTEMS, STRUCTURES, AND COMPONENTS INSTALLED IN LIGHT-WATER-COOLED NUCLEAR POWER PLANTS
AWS | AWS D10.9 | SPECIFICATION FOR QUALIFICATION OF WELDING PROCEDURES AND WELDERS FOR PIPING AND TUBING | 1980 | 1.143 | 2 | DESIGN GUIDANCE FOR RADIOACTIVE WASTE MANAGEMENT SYSTEMS, STRUCTURES, AND COMPONENTS INSTALLED IN LIGHT-WATER-COOLED NUCLEAR POWER PLANTS
AWS | AWS D9.1 | SHEET METAL WELDING CODE | 1990 | 1.143 | 2 | DESIGN GUIDANCE FOR RADIOACTIVE WASTE MANAGEMENT SYSTEMS, STRUCTURES, AND COMPONENTS INSTALLED IN LIGHT-WATER-COOLED NUCLEAR POWER PLANTS
NEMA | NEMA TC2 | ELECTRICAL POLYVINYL CHLORIDE(PVC) TUBING AND CONDUIT | 1998 | 1.143 | 2 | DESIGN GUIDANCE FOR RADIOACTIVE WASTE MANAGEMENT SYSTEMS, STRUCTURES, AND COMPONENTS INSTALLED IN LIGHT-WATER-COOLED NUCLEAR POWER PLANTS
NEMA | NEMA VE1 | METAL CABLE TRAY SYSTEMS | 1996 | 1.143 | 2 | DESIGN GUIDANCE FOR RADIOACTIVE WASTE MANAGEMENT SYSTEMS, STRUCTURES, AND COMPONENTS INSTALLED IN LIGHT-WATER-COOLED NUCLEAR POWER PLANTS
NFPA | NFPA 13 | STANDARD FOR THE INSTALLATION OF SPRINKLER SYSTEMS | 1999 | 1.143 | 2 | DESIGN GUIDANCE FOR RADIOACTIVE WASTE MANAGEMENT SYSTEMS, STRUCTURES, AND COMPONENTS INSTALLED IN LIGHT-WATER-COOLED NUCLEAR POWER PLANTS
NFPA | NFPA 14 | STANDARD FOR THE INSTALLATION OF STANDPIPE AND HOSE SYSTEMS | 2000 | 1.143 | 2 | DESIGN GUIDANCE FOR RADIOACTIVE WASTE MANAGEMENT SYSTEMS, STRUCTURES, AND COMPONENTS INSTALLED IN LIGHT-WATER-COOLED NUCLEAR POWER PLANTS
ASME | ASME BPVC Section III | RULES FOR CONSTRUCTION OF NUCLEAR POWER PLANT COMPONENTS | Unknown | 1.144 | 1 | AUDITING OF QUALITY ASSURANCE PROGRAMS FOR NUCLEAR POWER PLANTS
ASME | ASME BPVC Section XI | RULES FOR INSERVICE INSPECTION OF NUCLEAR POWER PLANT COMPONENTS | Unknown | 1.144 | 1 | AUDITING OF QUALITY ASSURANCE PROGRAMS FOR NUCLEAR POWER PLANTS
ASME | ASME BPVC Section III | RULES FOR CONSTRUCTION OF NUCLEAR POWER PLANT COMPONENTS | Unknown | 1.146 | 0 | QUALIFICATION OF QUALITY ASSURANCE PROGRAM AUDIT PERSONNEL FOR NUCLEAR POWER PLANTS
ASME | ASME BPVC Section XI | RULES FOR INSERVICE INSPECTION OF NUCLEAR POWER PLANT COMPONENTS | Unknown | 1.146 | 0 | QUALIFICATION OF QUALITY ASSURANCE PROGRAM AUDIT PERSONNEL FOR NUCLEAR POWER PLANTS
ASME | ASME BPVC Section XI | RULES FOR INSERVICE INSPECTION OF NUCLEAR POWER PLANT COMPONENTS | 2015 2017 2019 | 1.147 | 20 | INSERVICE INSPECTION CODE CASE ACCEPTABILITY, ASME SECTION XI, DIVISION 1
ANSI | ANSI N278.1-1975 | SELF-OPERATED AND POWER-OPERATED SAFETY-RELATED VALVES FUNCTIONAL SPECIFICATION STANDARD | 1975 | 1.148 | 0 | FUNCTIONAL SPECIFICATION FOR ACTIVE VALVE ASSEMBLIES IN SYSTEMS IMPORTANT TO SAFETY IN NUCLEAR POWER PLANTS
ASME | ASME BPVC Section III | RULES FOR CONSTRUCTION OF NUCLEAR POWER PLANT COMPONENTS | Unknown | 1.148 | 0 | FUNCTIONAL SPECIFICATION FOR ACTIVE VALVE ASSEMBLIES IN SYSTEMS IMPORTANT TO SAFETY IN NUCLEAR POWER PLANTS
ANS | ANSI/ANS 3.5-1985 | NUCLEAR POWER PLANT SIMULATORS FOR USE IN OPERATOR TRAINING | 1985 | 1.149 | 4 | NUCLEAR POWER PLANT SIMULATION FACILITIES FOR USE IN OPERATOR TRAINING AND LICENSE EXAMINATIONS
ANS | ANSI/ANS 3.5-1993 | NUCLEAR POWER PLANT SIMULATORS FOR USE IN OPERATOR TRAINING AND EXAMINATION | 1993 | 1.149 | 4 | NUCLEAR POWER PLANT SIMULATION FACILITIES FOR USE IN OPERATOR TRAINING AND LICENSE EXAMINATIONS
ANS | ANSI/ANS 3.5-1998 | NUCLEAR POWER PLANT SIMULATORS FOR USE IN OPERATOR TRAINING AND EXAMINATION | 1998 | 1.149 | 4 | NUCLEAR POWER PLANT SIMULATION FACILITIES FOR USE IN OPERATOR TRAINING AND LICENSE EXAMINATIONS
ANS | ANSI/ANS 3.5-2009 | NUCLEAR POWER PLANT SIMULATORS FOR USE IN OPERATOR TRAINING AND EXAMINATION | 2009 | 1.149 | 4 | NUCLEAR POWER PLANT SIMULATION FACILITIES FOR USE IN OPERATOR TRAINING AND LICENSE EXAMINATIONS
NEI | NEI 09-09 | NUCLEAR POWER PLANT-REFERENCED SIMULATOR SCENARIO BASED TESTING METHODOLOGY | 2009 | 1.149 | 4 | NUCLEAR POWER PLANT SIMULATION FACILITIES FOR USE IN OPERATOR TRAINING AND LICENSE EXAMINATIONS
ASTM | ASTM A-615-72 | STANDARD SPECIFICATION FOR DEFORMED AND PLAIN CARBON-STEEL BARS FOR CONCRETE | 1972 | 1.15 | 1 | TESTING OF REINFORCING BARS FOR CATEGORY I CONCRETE STRUCTURES
ASME | ASME BPVC Section V | NONDESTRUCTIVE EXAMINATION | 1980 | 1.150 | 0 | ULTRASONIC TESTING OF REACTOR VESSEL WELDS DURING PRESERVICE AND INSERVICE EXAMINATIONS
ASME | ASME BPVC Section XI | RULES FOR INSERVICE INSPECTION OF NUCLEAR POWER PLANT COMPONENTS | 1974 | 1.150 | 0 | ULTRASONIC TESTING OF REACTOR VESSEL WELDS DURING PRESERVICE AND INSERVICE EXAMINATIONS
IEEE | ANSI/IEEE Std 622-1987 | RECOMMENDED PRACTICE FOR THE DESIGN AND INSTALLATION OF ELECTRIC HEAT TRACING SYSTEMS FOR NUCLEAR POWER GENERATING STATIONS | 1987 | 1.151 | 1 | INSTRUMENT SENSING LINES
IEEE | IEEE Std 279–1968 | CRITERIA FOR PROTECTION SYSTEMS FOR NUCLEAR POWER GENERATING STATIONS | 1968 | 1.151 | 2 | INSTRUMENT SENSING LINES
IEEE | IEEE Std 279-1971 | CRITERIA FOR PROTECTION SYSTEMS FOR NUCLEAR POWER GENERATING STATIONS | 1971 | 1.151 | 1 | INSTRUMENT SENSING LINES
IEEE | IEEE Std 279-1971 | CRITERIA FOR PROTECTION SYSTEMS FOR NUCLEAR POWER GENERATING STATIONS | 1971 | 1.151 | 2 | INSTRUMENT SENSING LINES
IEEE | IEEE Std 379-2000 | IEEE STANDARD APPLICATION OF THE SINGLE-FAILURE CRITERION TO NUCLEAR POWER GENERATING STATION SAFETY SYSTEMS | 2000 | 1.151 | 2 | INSTRUMENT SENSING LINES
IEEE | IEEE Std 603-1991 | CRITERIA FOR SAFETY SYSTEMS FOR NUCLEAR POWER GENERATING STATIONS | 1991 | 1.151 | 1 | INSTRUMENT SENSING LINES
IEEE | IEEE Std 603-1991 | CRITERIA FOR SAFETY SYSTEMS FOR NUCLEAR POWER GENERATING STATIONS | 1991 | 1.151 | 2 | INSTRUMENT SENSING LINES
IEEE | IEEE Std 622-1987 | IEEE RECOMMENDED PRACTICE FOR THE DESIGN AND INSTALLATION OF ELECTRIC HEAT TRACING SYSTEMS FOR NUCLEAR POWER GENERATING SYSTEMS | 1987 | 1.151 | 2 | INSTRUMENT SENSING LINES
ISA | ANSI/ISA-67.02.01-1999 | NUCLEAR SAFETY-RELATED INSTRUMENT SENSING LINE PIPING AND TUBING STANDARD FOR USE IN NUCLEAR POWER PLANTS | 1999 | 1.151 | 1 | INSTRUMENT SENSING LINES
ISA | ANSI/ISA-67.02.01-1999 | NUCLEAR SAFETY-RELATED INSTRUMENT SENSING LINE PIPING AND TUBING STANDARD FOR USE IN NUCLEAR POWER PLANTS | 1999 | 1.151 | 2 | INSTRUMENT SENSING LINES
ISA | ANSI/ISA-67.02.01-2014 | NUCLEAR SAFETY-RELATED INSTRUMENT SENSING LINE PIPING AND TUBING STANDARD FOR USE IN NUCLEAR POWER PLANTS | 2014 | 1.151 | 2 | INSTRUMENT SENSING LINES
ISA | ANSI/ISA-S67.10-1994 | SAMPLE-LINE PIPING AND TUBING STANDARD FOR USE IN NUCLEAR POWER PLANTS | 1994 | 1.151 | 1 | INSTRUMENT SENSING LINES
ISA | ANSI/ISA-S67.10-1994 | SAMPLE-LINE PIPING AND TUBING STANDARD FOR USE IN NUCLEAR POWER PLANTS | 1994 | 1.151 | 2 | INSTRUMENT SENSING LINES
ISO | ISO 2186:2007 | FLUID FLOW IN CLOSED CONDUITS—CONNECTIONS FOR PRESSURE SIGNAL TRANSMISSIONS BETWEEN PRIMARY AND SECONDARY ELEMENTS | 2007 | 1.151 | 2 | INSTRUMENT SENSING LINES
IEEE | IEEE Std 279-1971 | CRITERIA FOR PROTECTION SYSTEMS FOR NUCLEAR POWER GENERATING STATIONS | 1971 | 1.152 | 3 | CRITERIA FOR USE OF COMPUTERS IN SAFETY SYSTEMS OF NUCLEAR POWER PLANTS
IEEE | IEEE Std 603-1991 | CRITERIA FOR SAFETY SYSTEMS FOR NUCLEAR POWER GENERATING STATIONS | 1991 | 1.152 | 3 | CRITERIA FOR USE OF COMPUTERS IN SAFETY SYSTEMS OF NUCLEAR POWER PLANTS
IEEE | IEEE Std 603-1998 | CRITERIA FOR SAFETY SYSTEMS FOR NUCLEAR POWER GENERATING STATIONS | 1998 | 1.152 | 3 | CRITERIA FOR USE OF COMPUTERS IN SAFETY SYSTEMS OF NUCLEAR POWER PLANTS
IEEE | IEEE Std 7-4.3.2-2003 | STANDARD CRITERIA FOR DIGITAL COMPUTERS IN SAFETY SYSTEMS OF NUCLEAR POWER GENERATING STATIONS | 2003 | 1.152 | 3 | CRITERIA FOR USE OF COMPUTERS IN SAFETY SYSTEMS OF NUCLEAR POWER PLANTS
ANSI | ANSI N42.7-1972 | CRITERIA FOR PROTECTION SYSTEMS FOR NUCLEAR POWER GENERATING STATIONS | 1972 | 1.153 | 1 | CRITERIA FOR SAFETY SYSTEMS (12/85)
IEEE | IEEE Std 279-1971 | CRITERIA FOR PROTECTION SYSTEMS FOR NUCLEAR POWER GENERATING STATIONS | 1971 | 1.153 | 1 | CRITERIA FOR SAFETY SYSTEMS (12/85)
IEEE | IEEE Std 379-2000 | IEEE STANDARD APPLICATION OF THE SINGLE-FAILURE CRITERION TO NUCLEAR POWER GENERATING STATION SAFETY SYSTEMS | 2000 | 1.153 | 1 | CRITERIA FOR SAFETY SYSTEMS (12/85)
IEEE | IEEE Std 497-1981 | IEEE STANDARD CRITERIA FOR ACCIDENT MONITORING INSTRUMENTATION FOR NUCLEAR POWER GENERATING STATIONS | 1981 | 1.153 | 1 | CRITERIA FOR SAFETY SYSTEMS (12/85)
IEEE | IEEE Std 603-1991 | CRITERIA FOR SAFETY SYSTEMS FOR NUCLEAR POWER GENERATING STATIONS | 1991 | 1.153 | 1 | CRITERIA FOR SAFETY SYSTEMS (12/85)
IEEE | IEEE Std 7-4.3.2-1993 | STANDARD CRITERIA FOR DIGITAL COMPUTERS IN SAFETY SYSTEMS OF NUCLEAR POWER GENERATING STATIONS | 1993 | 1.153 | 1 | CRITERIA FOR SAFETY SYSTEMS (12/85)
IEEE | IEEE Std 279-1971 | CRITERIA FOR PROTECTION SYSTEMS FOR NUCLEAR POWER GENERATING STATIONS | 1971 | 1.155 | 0 | STATION BLACKOUT
IEEE | IEEE Std 387-1984 | IEEE STANDARD CRITERIA FOR DIESEL-GENERATOR UNITS APPLIED AS STANDBY POWER SUPPLIES FOR ONSITE ELECTRIC POWER SYSTEMS AT NUCLEAR POWER GENERATING STATIONS | 1984 | 1.155 | 0 | STATION BLACKOUT
IEEE | IEEE Std 765-1983 | IEEE STANDARD FOR PREFERRED POWER SUPPLY FOR NUCLEAR POWER GENERATING STATIONS | 1983 | 1.155 | 0 | STATION BLACKOUT
IEEE | IEEE Std 572-2006 | QUALIFICATION OF CLASS 1E CONNECTION ASSEMBLIES FOR NUCLEAR POWER GENERATING STATIONS | 2006 | 1.156 | 1 | QUALIFICATION OF CONNECTION ASSEMBLIES FOR NUCLEAR POWER PLANTS
ANS | ANSI/ANS 5.1-1979 | AMERICAN NATIONAL STANDARD FOR DECAY HEAT POWER IN LIGHT WATER REACTORS | 1979 | 1.157 | 0 | BEST-ESTIMATE CALCULATIONS OF EMERGENCY CORE COOLING SYSTEM PERFORMANCE
IAEA | IAEA Specific Safety Guide No. 34 | DESIGN OF ELECTRICAL POWER SYSTEMS FOR NUCLEAR POWER PLANTS | 2016 | 1.158 | 1 | QUALIFICATION OF SAFETY-RELATED VENTED LEAD-ACID STORAGE BATTERIES FOR NUCLEAR POWER PLANTS
IEEE | IEEE Std 308 | IEEE STANDARD CRITERIA FOR CLASS 1E POWER SYSTEMS FOR NUCLEAR POWER GENERATING STATIONS | Unknown | 1.158 | 1 | QUALIFICATION OF SAFETY-RELATED VENTED LEAD-ACID STORAGE BATTERIES FOR NUCLEAR POWER PLANTS
IEEE | IEEE Std 323 | IEEE STANDARD FOR QUALIFYING CLASS 1E EQUIPMENT FOR NUCLEAR POWER GENERATING STATIONS | Unknown | 1.158 | 1 | QUALIFICATION OF SAFETY-RELATED VENTED LEAD-ACID STORAGE BATTERIES FOR NUCLEAR POWER PLANTS
IEEE | IEEE Std 344 | IEEE STANDARD FOR SEISMIC QUALIFICATION OF EQUIPMENT FOR NUCLEAR POWER GENERATING STATIONS | Unknown | 1.158 | 1 | QUALIFICATION OF SAFETY-RELATED VENTED LEAD-ACID STORAGE BATTERIES FOR NUCLEAR POWER PLANTS
IEEE | IEEE Std 450 | IEEE RECOMMENDED PRACTICE FOR MAINTENANCE, TESTING AND REPLACEMENT OF LARGE LEAD STORAGE BATTERIES FOR GENERATING STATIONS AND SUBSTATIONS | Unknown | 1.158 | 1 | QUALIFICATION OF SAFETY-RELATED VENTED LEAD-ACID STORAGE BATTERIES FOR NUCLEAR POWER PLANTS
IEEE | IEEE Std 484 | IEEE RECOMMENDED PRACTICE FOR INSTALLATION, DESIGN AND INSTALLATION OF LARGE LEAD STORAGE BATTERIES FOR GENERATING STATIONS AND SUBSTATIONS | Unknown | 1.158 | 1 | QUALIFICATION OF SAFETY-RELATED VENTED LEAD-ACID STORAGE BATTERIES FOR NUCLEAR POWER PLANTS
IEEE | IEEE Std 485 | IEEE RECOMMENDED PRACTICE FOR SIZING LEAD-ACID BATTERIES FOR STATIONARY APPLICATIONS | Unknown | 1.158 | 1 | QUALIFICATION OF SAFETY-RELATED VENTED LEAD-ACID STORAGE BATTERIES FOR NUCLEAR POWER PLANTS
IEEE | IEEE Std 535-1979 | IEEE STANDARD FOR QUALIFICATION OF CLASS 1E LEAD STORAGE BATTERIES FOR NUCLEAR POWER GENERATING SYSTEMS | 1979 | 1.158 | 0 | QUALIFICATION OF SAFETY-RELATED LEAD STORAGE BATTERIES FOR NUCLEAR POWER PLANTS
IEEE | IEEE Std 535-1979 | IEEE STANDARD FOR QUALIFICATION OF CLASS 1E LEAD STORAGE BATTERIES FOR NUCLEAR POWER GENERATING SYSTEMS | 1979 | 1.158 | 1 | QUALIFICATION OF SAFETY-RELATED VENTED LEAD-ACID STORAGE BATTERIES FOR NUCLEAR POWER PLANTS
IEEE | IEEE Std 535-1986 | IEEE STANDARD FOR QUALIFICATION OF CLASS 1E LEAD STORAGE BATTERIES FOR NUCLEAR POWER GENERATING SYSTEMS | 1986 | 1.158 | 0 | QUALIFICATION OF SAFETY-RELATED LEAD STORAGE BATTERIES FOR NUCLEAR POWER PLANTS
IEEE | IEEE Std 535-2013 | IEEE STANDARD FOR QUALIFICATION OF CLASS 1E VENTED LEAD ACID STORAGE BATTERIES FOR NUCLEAR POWER GENERATING STATIONS | 2013 | 1.158 | 1 | QUALIFICATION OF SAFETY-RELATED VENTED LEAD-ACID STORAGE BATTERIES FOR NUCLEAR POWER PLANTS
IEEE | IEEE Std 650 | IEEE STANDARD FOR QUALIFICATION OF CLASS 1E STATIC BATTERY CHARGERS AND INVERTERS FOR NUCLEAR POWER GENERATING STATIONS | Unknown | 1.158 | 1 | QUALIFICATION OF SAFETY-RELATED VENTED LEAD-ACID STORAGE BATTERIES FOR NUCLEAR POWER PLANTS
ASME | ASME BPVC Section III, Division 2 (ACI 359) | CODE FOR CONCRETE REACTOR VESSELS AND CONTAINMENTS | 1993 | 1.162 | 0 | FORMAT AND CONTENT OF REPORT FOR THERMAL ANNEALING OF REACTOR PRESSURE VESSELS
ASTM | ASTM E1253-88 | STANDARD GUIDE FOR RECONSTITUTION OF IRRADIATED CHARPY SPECIMENS | 1988 | 1.162 | 0 | FORMAT AND CONTENT OF REPORT FOR THERMAL ANNEALING OF REACTOR PRESSURE VESSELS
ASTM | ASTM E185-82 | STANDARD PRACTICE FOR CONDUCTING SURVEILLANCE TESTS FOR LIGHT-WATER COOLED NUCLEAR POWER REACTOR VESSELS | 1982 | 1.162 | 0 | FORMAT AND CONTENT OF REPORT FOR THERMAL ANNEALING OF REACTOR PRESSURE VESSELS
ASTM | ASTM E23-88 | STANDARD TEST METHODS FOR NOTCHED BAR IMPACT TESTING OF METALLIC MATERIALS | 1988 | 1.162 | 0 | FORMAT AND CONTENT OF REPORT FOR THERMAL ANNEALING OF REACTOR PRESSURE VESSELS
ASTM | ASTM E399-83 | STANDARD TEST METHOD FOR PLANE-STRAIN FRACTURE TOUGHNESS OF METALLIC MATERIALS | 1983 | 1.162 | 0 | FORMAT AND CONTENT OF REPORT FOR THERMAL ANNEALING OF REACTOR PRESSURE VESSELS
ASTM | ASTM E509-86 | RECOMMENDED GUIDE FOR IN-SERVICE ANNEALING OF WATER-COOLED NUCLEAR REACTOR VESSELS | 1986 | 1.162 | 0 | FORMAT AND CONTENT OF REPORT FOR THERMAL ANNEALING OF REACTOR PRESSURE VESSELS
ANS | ANSI/ANS 56.8-1994 | CONTAINMENT SYSTEM LEAKAGE TESTING REQUIREMENTS | 1994 | 1.163 | 0 | PERFORMANCE-BASED CONTAINMENT LEAK-TEST PROGRAM
NEI | NEI 94-01 | INDUSTRY GUIDELINE FOR IMPLEMENTING PERFORMANCE BASED OPTION OF 10 CFR 50 APPENDIX J | 1995 | 1.163 | 0 | PERFORMANCE-BASED CONTAINMENT LEAK-TEST PROGRAM
EPRI | EPRI 1011710 | HANDBOOK FOR EVALUATING CRITICAL DIGITAL EQUIPMENT AND SYSTEMS | 2005 | 1.164 | 1 | DEDICATION OF COMMERCIAL-GRADE ITEMS FOR USE IN NUCLEAR POWER PLANTS
EPRI | EPRI 1025283 | COMMERCIAL-GRADE DIGITAL EQUIPMENT FOR HIGH-INTEGRITY APPLICATIONS: OVERSIGHT AND REVIEW OF EVALUATION AND ACCEPTANCE ACTIVITIES | 2013 | 1.164 | 1 | DEDICATION OF COMMERCIAL-GRADE ITEMS FOR USE IN NUCLEAR POWER PLANTS
EPRI | EPRI 3002002276 | PLANT SUPPORT ENGINEERING: COUNTERFEIT AND FRAUDULENT ITEMS - MITIGATING THE INCREASING RISK, REVISION 1 OF 1019163 | 2014 | 1.164 | 1 | DEDICATION OF COMMERCIAL-GRADE ITEMS FOR USE IN NUCLEAR POWER PLANTS
EPRI | EPRI 3002002982 | PLANT ENGINEERING: GUIDELINE FOR THE ACCEPTANCE OF COMMERCIAL-GRADE ITEMS IN NUCLEAR SAFETY-RELATED APPLICATIONS | 2014 | 1.164 | 1 | DEDICATION OF COMMERCIAL-GRADE ITEMS FOR USE IN NUCLEAR POWER PLANTS
EPRI | EPRI 3002011678 | GUIDANCE FOR THE USE OF REVERSE-ENGINEERING TECHNIQUES: REVISION 1 TO EPRI TR-107372 | 2018 | 1.164 | 1 | DEDICATION OF COMMERCIAL-GRADE ITEMS FOR USE IN NUCLEAR POWER PLANTS
EPRI | EPRI NP-5652 Revision 0 | GUIDELINE FOR THE UTILIZATION OF COMMERCIAL GRADE ITEMS IN NUCLEAR SAFETY-RELATED APPLICATIONS (NCIG-07) | 1988 | 1.164 | 1 | DEDICATION OF COMMERCIAL-GRADE ITEMS FOR USE IN NUCLEAR POWER PLANTS
EPRI | EPRI NP-7484 | SEISMIC TECHNICAL EVALUATION OF REPLACEMENT ITEMS FOR NUCLEAR POWER PLANTS | 1993 | 1.164 | 1 | DEDICATION OF COMMERCIAL-GRADE ITEMS FOR USE IN NUCLEAR POWER PLANTS
EPRI | EPRI TR-103291 | HANDBOOK FOR VERIFICATION AND VALIDATION OF DIGITAL SYSTEMS | 1998 | 1.164 | 1 | DEDICATION OF COMMERCIAL-GRADE ITEMS FOR USE IN NUCLEAR POWER PLANTS
EPRI | EPRI TR-105849 | PLANT SUPPORT ENGINEERING: GENERIC SEISMIC TECHNICAL EVALUATIONS OF REPLACEMENT ITEMS FOR NUCLEAR POWER PLANTS - ITEM-SPECIFIC EVALUATIONS REVISION 1 | 2008 | 1.164 | 1 | DEDICATION OF COMMERCIAL-GRADE ITEMS FOR USE IN NUCLEAR POWER PLANTS
EPRI | EPRI TR-106439 | GUIDANCE ON EVALUATION AND ACCEPTANCE OF COMMERCIAL GRADE DIGITAL EQUIPMENT FOR NUCLEAR SAFETY APPLICATIONS | 1996 | 1.164 | 1 | DEDICATION OF COMMERCIAL-GRADE ITEMS FOR USE IN NUCLEAR POWER PLANTS
EPRI | EPRI TR-107330 | GENERIC REQUIREMENTS SPECIFICATION FOR QUALIFYING COMMERCIALLY AVAILABLE PLC FOR SAFETY-RELATED APPLICATIONS IN NUCLEAR POWER PLANTS | 1998 | 1.164 | 1 | DEDICATION OF COMMERCIAL-GRADE ITEMS FOR USE IN NUCLEAR POWER PLANTS
EPRI | EPRI TR-107339 | EVALUATING COMMERCIAL DIGITAL EQUIPMENT FOR HIGH-INTEGRITY APPLICATIONS: A SUPPLEMENT TO EPRI REPORT TR-106439 | 1997 | 1.164 | 1 | DEDICATION OF COMMERCIAL-GRADE ITEMS FOR USE IN NUCLEAR POWER PLANTS
IAEA | IAEA Safety Guide No. GS-G-3.1 | APPLICATION OF THE MANAGEMENT SYSTEM FOR FACILITIES AND ACTIVITIES | 2006 | 1.164 | 1 | DEDICATION OF COMMERCIAL-GRADE ITEMS FOR USE IN NUCLEAR POWER PLANTS
IAEA | IAEA TECDOC-919 | MANAGEMENT OF PROCUREMENT ACTIVITIES IN A NUCLEAR INSTALLATION | 1997 | 1.164 | 1 | DEDICATION OF COMMERCIAL-GRADE ITEMS FOR USE IN NUCLEAR POWER PLANTS
ANS | ANSI/ANS-2.10-2017 | CRITERIA FOR RETRIEVAL, PROCESSING, HANDLING, AND STORAGE OF RECORDS FROM NUCLEAR FACILITY SEISMIC INSTRUMENTATION | 2017 | 1.166 | 1 | PRE-EARTHQUAKE PLANNING, SHUTDOWN, AND RESTART OF A NUCLEAR POWER PLANT FOLLOWING AN EARTHQUAKE
ANS | ANSI/ANS-2.2-2016 | EARTHQUAKE INSTRUMENTATION CRITERIA FOR NUCLEAR POWER PLANTS | 2016 | 1.166 | 1 | PRE-EARTHQUAKE PLANNING, SHUTDOWN, AND RESTART OF A NUCLEAR POWER PLANT FOLLOWING AN EARTHQUAKE
ANS | ANSI/ANS-2.23-2016 | NUCLEAR POWER PLANT RESPONSE TO AN EARTHQUAKE | 2016 | 1.166 | 1 | PRE-EARTHQUAKE PLANNING, SHUTDOWN, AND RESTART OF A NUCLEAR POWER PLANT FOLLOWING AN EARTHQUAKE
EPRI | EPRI NP-5930 | A CRITERION FOR DETERMINING EXCEEDANCE OF THE OPERATING BASIS EARTHQUAKE | 1988 | 1.166 | 0 | PRE-EARTHQUAKE PLANNING AND IMMEDIATE NUCLEAR POWER PLANT OPERATOR POSTEARTHQUAKE ACTIONS
EPRI | EPRI NP-6695 | GUIDELINES FOR NUCLEAR POWER PLANT RESPONSE TO AN EARTHQUAKE | 1989 | 1.166 | 0 | PRE-EARTHQUAKE PLANNING AND IMMEDIATE NUCLEAR POWER PLANT OPERATOR POSTEARTHQUAKE ACTIONS
EPRI | EPRI NP-6695 | GUIDELINES FOR NUCLEAR POWER PLANT RESPONSE TO AN EARTHQUAKE | 1989 | 1.166 | 1 | PRE-EARTHQUAKE PLANNING, SHUTDOWN, AND RESTART OF A NUCLEAR POWER PLANT FOLLOWING AN EARTHQUAKE
EPRI | EPRI TR-100082 | STANDARDIZATION OF THE CUMULATIVE ABSOLUTE VELOCITY | 1991 | 1.166 | 0 | PRE-EARTHQUAKE PLANNING AND IMMEDIATE NUCLEAR POWER PLANT OPERATOR POSTEARTHQUAKE ACTIONS
IAEA | IAEA Safety Guide NS-G-1.6 | SEISMIC DESIGN AND QUALIFICATION FOR NUCLEAR POWER PLANTS | 2003 | 1.166 | 1 | PRE-EARTHQUAKE PLANNING, SHUTDOWN, AND RESTART OF A NUCLEAR POWER PLANT FOLLOWING AN EARTHQUAKE
EPRI | EPRI NP-6695 | GUIDELINES FOR NUCLEAR POWER PLANT RESPONSE TO AN EARTHQUAKE | 1989 | 1.167 | 0 | RESTART OF A NUCLEAR POWER PLANT SHUT DOWN BY A SEISMIC EVENT
ASME | ASME NQA-1-1994 | QUALITY ASSURANCE REQUIREMENTS FOR MAINTENANCE OF NUCLEAR FACILITIES | 1994 | 1.168 | 1 | VERIFICATION, VALIDATION, REVIEWS, AND AUDITS FOR DIGITAL COMPUTER SOFTWARE USED IN SAFETY SYSTEMS OF NUCLEAR POWER PLANTS
EPRI | EPRI TR 106439 | GUIDELINE ON EVALUATION AND ACCEPTANCE OF COMMERCIAL GRADE DIGITAL EQUIPMENT FOR NUCLEAR SAFETY APPLICATIONS | 1996 | 1.168 | 0 | VERIFICATION, VALIDATION, REVIEWS, AND AUDITS FOR DIGITAL COMPUTER SOFTWARE USED IN SAFETY SYSTEMS OF NUCLEAR POWER PLANTS
EPRI | EPRI TR 106439 | GUIDELINE ON EVALUATION AND ACCEPTANCE OF COMMERCIAL GRADE DIGITAL EQUIPMENT FOR NUCLEAR SAFETY APPLICATIONS | 1996 | 1.168 | 2 | VERIFICATION, VALIDATION, REVIEWS, AND AUDITS FOR DIGITAL COMPUTER SOFTWARE USED IN SAFETY SYSTEMS OF NUCLEAR POWER PLANTS
IAEA | IAEA NS-G-1.1 | SOFTWARE FOR COMPUTER BASED SYSTEMS IMPORTANT TO SAFETY IN NUCLEAR POWER PLANTS | 2000 | 1.168 | 2 | VERIFICATION, VALIDATION, REVIEWS, AND AUDITS FOR DIGITAL COMPUTER SOFTWARE USED IN SAFETY SYSTEMS OF NUCLEAR POWER PLANTS
IAEA | IAEA RS-G-1.1 | OPERATIONAL RADIATION EXPOSURE | 1999 | 1.168 | 0 | VERIFICATION, VALIDATION, REVIEWS, AND AUDITS FOR DIGITAL COMPUTER SOFTWARE USED IN SAFETY SYSTEMS OF NUCLEAR POWER PLANTS
IEEE | IEEE Std 1012-1998 | IEEE STANDARD FOR SOFTWARE VERIFICATION AND VALIDATION | 1998 | 1.168 | 0 | VERIFICATION, VALIDATION, REVIEWS, AND AUDITS FOR DIGITAL COMPUTER SOFTWARE USED IN SAFETY SYSTEMS OF NUCLEAR POWER PLANTS
IEEE | IEEE Std 1012-1998 | IEEE STANDARD FOR SOFTWARE VERIFICATION AND VALIDATION | 1998 | 1.168 | 1 | VERIFICATION, VALIDATION, REVIEWS, AND AUDITS FOR DIGITAL COMPUTER SOFTWARE USED IN SAFETY SYSTEMS OF NUCLEAR POWER PLANTS
IEEE | IEEE Std 1012-1998 | IEEE STANDARD FOR SOFTWARE VERIFICATION AND VALIDATION | 1998 | 1.168 | 2 | VERIFICATION, VALIDATION, REVIEWS, AND AUDITS FOR DIGITAL COMPUTER SOFTWARE USED IN SAFETY SYSTEMS OF NUCLEAR POWER PLANTS
IEEE | IEEE Std 1012-2004 | IEEE STANDARD FOR SOFTWARE VERIFICATION AND VALIDATION | 2004 | 1.168 | 2 | VERIFICATION, VALIDATION, REVIEWS, AND AUDITS FOR DIGITAL COMPUTER SOFTWARE USED IN SAFETY SYSTEMS OF NUCLEAR POWER PLANTS
IEEE | IEEE Std 1028-1997 | IEEE STANDARD FOR SOFTWARE REVIEWS AND AUDITS | 1997 | 1.168 | 0 | VERIFICATION, VALIDATION, REVIEWS, AND AUDITS FOR DIGITAL COMPUTER SOFTWARE USED IN SAFETY SYSTEMS OF NUCLEAR POWER PLANTS
IEEE | IEEE Std 1028-1997 | IEEE STANDARD FOR SOFTWARE REVIEWS AND AUDITS | 1997 | 1.168 | 1 | VERIFICATION, VALIDATION, REVIEWS, AND AUDITS FOR DIGITAL COMPUTER SOFTWARE USED IN SAFETY SYSTEMS OF NUCLEAR POWER PLANTS
IEEE | IEEE Std 1028-2008 | IEEE STANDARD FOR SOFTWARE REVIEWS AND AUDITS | 2008 | 1.168 | 2 | VERIFICATION, VALIDATION, REVIEWS, AND AUDITS FOR DIGITAL COMPUTER SOFTWARE USED IN SAFETY SYSTEMS OF NUCLEAR POWER PLANTS
IEEE | IEEE Std 1074-1997 | IEEE STANDARD FOR DEVELOPING SOFTWARE LIFE CYCLE PROCESSES | 1997 | 1.168 | 2 | VERIFICATION, VALIDATION, REVIEWS, AND AUDITS FOR DIGITAL COMPUTER SOFTWARE USED IN SAFETY SYSTEMS OF NUCLEAR POWER PLANTS
IEEE | IEEE Std 279 | CRITERIA FOR PROTECTION SYSTEMS FOR NUCLEAR POWER GENERATING STATIONS | Unknown | 1.168 | 2 | VERIFICATION, VALIDATION, REVIEWS, AND AUDITS FOR DIGITAL COMPUTER SOFTWARE USED IN SAFETY SYSTEMS OF NUCLEAR POWER PLANTS
IEEE | IEEE Std 279-1971 | CRITERIA FOR PROTECTION SYSTEMS FOR NUCLEAR POWER GENERATING STATIONS | 1971 | 1.168 | 0 | VERIFICATION, VALIDATION, REVIEWS, AND AUDITS FOR DIGITAL COMPUTER SOFTWARE USED IN SAFETY SYSTEMS OF NUCLEAR POWER PLANTS
IEEE | IEEE Std 279-1971 | CRITERIA FOR PROTECTION SYSTEMS FOR NUCLEAR POWER GENERATING STATIONS | 1971 | 1.168 | 1 | VERIFICATION, VALIDATION, REVIEWS, AND AUDITS FOR DIGITAL COMPUTER SOFTWARE USED IN SAFETY SYSTEMS OF NUCLEAR POWER PLANTS
IEEE | IEEE Std 603-1991 | CRITERIA FOR SAFETY SYSTEMS FOR NUCLEAR POWER GENERATING STATIONS | 1991 | 1.168 | 0 | VERIFICATION, VALIDATION, REVIEWS, AND AUDITS FOR DIGITAL COMPUTER SOFTWARE USED IN SAFETY SYSTEMS OF NUCLEAR POWER PLANTS
IEEE | IEEE Std 603-1991 | CRITERIA FOR SAFETY SYSTEMS FOR NUCLEAR POWER GENERATING STATIONS | 1991 | 1.168 | 1 | VERIFICATION, VALIDATION, REVIEWS, AND AUDITS FOR DIGITAL COMPUTER SOFTWARE USED IN SAFETY SYSTEMS OF NUCLEAR POWER PLANTS
IEEE | IEEE Std 603-1991 | CRITERIA FOR SAFETY SYSTEMS FOR NUCLEAR POWER GENERATING STATIONS | 1991 | 1.168 | 2 | VERIFICATION, VALIDATION, REVIEWS, AND AUDITS FOR DIGITAL COMPUTER SOFTWARE USED IN SAFETY SYSTEMS OF NUCLEAR POWER PLANTS
IEEE | IEEE Std 7-4.3.2-1993 | STANDARD CRITERIA FOR DIGITAL COMPUTERS IN SAFETY SYSTEMS OF NUCLEAR POWER GENERATING STATIONS | 1993 | 1.168 | 1 | VERIFICATION, VALIDATION, REVIEWS, AND AUDITS FOR DIGITAL COMPUTER SOFTWARE USED IN SAFETY SYSTEMS OF NUCLEAR POWER PLANTS
IEEE | IEEE Std 7-4.3.2-2003 | STANDARD CRITERIA FOR DIGITAL COMPUTERS IN SAFETY SYSTEMS OF NUCLEAR POWER GENERATING STATIONS | 2003 | 1.168 | 0 | VERIFICATION, VALIDATION, REVIEWS, AND AUDITS FOR DIGITAL COMPUTER SOFTWARE USED IN SAFETY SYSTEMS OF NUCLEAR POWER PLANTS
IEEE | ANSI/IEEE Std 1042-1987 | IEEE GUIDE TO SOFTWARE CONFIGURATION MANAGEMENT | 1987 | 1.169 | 1 | CONFIGURATION MANAGEMENT PLANS FOR DIGITAL COMPUTER SOFTWARE USED IN SAFETY SYSTEMS OF NUCLEAR POWER PLANTS
IEEE | IEEE Std 279-1971 | CRITERIA FOR PROTECTION SYSTEMS FOR NUCLEAR POWER GENERATING STATIONS | 1971 | 1.169 | 1 | CONFIGURATION MANAGEMENT PLANS FOR DIGITAL COMPUTER SOFTWARE USED IN SAFETY SYSTEMS OF NUCLEAR POWER PLANTS
IEEE | IEEE Std 603-1991 | CRITERIA FOR SAFETY SYSTEMS FOR NUCLEAR POWER GENERATING STATIONS | 1991 | 1.169 | 1 | CONFIGURATION MANAGEMENT PLANS FOR DIGITAL COMPUTER SOFTWARE USED IN SAFETY SYSTEMS OF NUCLEAR POWER PLANTS
IEEE | IEEE Std 610.12-1990 | IEEE STANDARD GLOSSARY OF SOFTWARE ENGINEERING TERMINOLOGY | 1990 | 1.169 | 1 | CONFIGURATION MANAGEMENT PLANS FOR DIGITAL COMPUTER SOFTWARE USED IN SAFETY SYSTEMS OF NUCLEAR POWER PLANTS
IEEE | IEEE Std 7-4.3.2-1993 | STANDARD CRITERIA FOR DIGITAL COMPUTERS IN SAFETY SYSTEMS OF NUCLEAR POWER GENERATING STATIONS | 1993 | 1.169 | 1 | CONFIGURATION MANAGEMENT PLANS FOR DIGITAL COMPUTER SOFTWARE USED IN SAFETY SYSTEMS OF NUCLEAR POWER PLANTS
IEEE | IEEE Std 828-1983 | IEEE STANDARD FOR SOFTWARE CONFIGURATION MANAGEMENT PLANS | 1983 | 1.169 | 1 | CONFIGURATION MANAGEMENT PLANS FOR DIGITAL COMPUTER SOFTWARE USED IN SAFETY SYSTEMS OF NUCLEAR POWER PLANTS
IEEE | IEEE Std 828-1990 | IEEE STANDARD FOR SOFTWARE CONFIGURATION MANAGEMENT PLANS | 1990 | 1.169 | 1 | CONFIGURATION MANAGEMENT PLANS FOR DIGITAL COMPUTER SOFTWARE USED IN SAFETY SYSTEMS OF NUCLEAR POWER PLANTS
ANSI | ANSI N18.17 | INDUSTRIAL SECURITY FOR NUCLEAR POWER PLANTS | 1973 | 1.17 | 1 | PROTECTION OF NUCLEAR POWER PLANTS AGAINST INDUSTRIAL SABOTAGE
IAEA | IAEA NS-G-1.1 | SOFTWARE FOR COMPUTER BASED SYSTEMS IMPORTANT TO SAFETY IN NUCLEAR POWER PLANTS | 2000 | 1.170 | 1 | TEST DOCUMENTATION FOR DIGITAL COMPUTER SOFTWARE USED IN SAFETY SYSTEMS OF NUCLEAR POWER PLANTS
IAEA | IAEA NS-G-1.10 | DESIGN OF REACTOR CONTAINMENT SYSTEMS FOR NUCLEAR POWER PLANTS | 2004 | 1.170 | 0 | TEST DOCUMENTATION FOR DIGITAL COMPUTER SOFTWARE USED IN SAFETY SYSTEMS OF NUCLEAR POWER PLANTS
IEEE | ANSI/IEEE Std 829-1983 | IEEE STANDARD FOR SOFTWARE TEST DOCUMENTATION | 1983 | 1.170 | 0 | TEST DOCUMENTATION FOR DIGITAL COMPUTER SOFTWARE USED IN SAFETY SYSTEMS OF NUCLEAR POWER PLANTS
IEEE | IEEE Std 1012-1986 | IEEE STANDARD FOR SOFTWARE VERIFICATION AND VALIDATION PLANS | 1986 | 1.170 | 0 | TEST DOCUMENTATION FOR DIGITAL COMPUTER SOFTWARE USED IN SAFETY SYSTEMS OF NUCLEAR POWER PLANTS
IEEE | IEEE Std 1074-1991 | IEEE STANDARD FOR DEVELOPING SOFTWARE LIFE CYCLE PROCESSES | 1991 | 1.170 | 0 | TEST DOCUMENTATION FOR DIGITAL COMPUTER SOFTWARE USED IN SAFETY SYSTEMS OF NUCLEAR POWER PLANTS
IEEE | IEEE Std 279-1971 | CRITERIA FOR PROTECTION SYSTEMS FOR NUCLEAR POWER GENERATING STATIONS | 1971 | 1.170 | 0 | TEST DOCUMENTATION FOR DIGITAL COMPUTER SOFTWARE USED IN SAFETY SYSTEMS OF NUCLEAR POWER PLANTS
IEEE | IEEE Std 279-1971 | CRITERIA FOR PROTECTION SYSTEMS FOR NUCLEAR POWER GENERATING STATIONS | 1971 | 1.170 | 1 | TEST DOCUMENTATION FOR DIGITAL COMPUTER SOFTWARE USED IN SAFETY SYSTEMS OF NUCLEAR POWER PLANTS
IEEE | IEEE Std 603-1991 | CRITERIA FOR SAFETY SYSTEMS FOR NUCLEAR POWER GENERATING STATIONS | 1991 | 1.170 | 0 | TEST DOCUMENTATION FOR DIGITAL COMPUTER SOFTWARE USED IN SAFETY SYSTEMS OF NUCLEAR POWER PLANTS
IEEE | IEEE Std 603-1991 | CRITERIA FOR SAFETY SYSTEMS FOR NUCLEAR POWER GENERATING STATIONS | 1991 | 1.170 | 1 | TEST DOCUMENTATION FOR DIGITAL COMPUTER SOFTWARE USED IN SAFETY SYSTEMS OF NUCLEAR POWER PLANTS
IEEE | IEEE Std 610.12-1990 | IEEE STANDARD GLOSSARY OF SOFTWARE ENGINEERING TERMINOLOGY | 1990 | 1.170 | 0 | TEST DOCUMENTATION FOR DIGITAL COMPUTER SOFTWARE USED IN SAFETY SYSTEMS OF NUCLEAR POWER PLANTS
IEEE | IEEE Std 610.12-1990 | IEEE STANDARD GLOSSARY OF SOFTWARE ENGINEERING TERMINOLOGY | 1990 | 1.170 | 1 | TEST DOCUMENTATION FOR DIGITAL COMPUTER SOFTWARE USED IN SAFETY SYSTEMS OF NUCLEAR POWER PLANTS
IEEE | IEEE Std 7-4.3.2-1993 | STANDARD CRITERIA FOR DIGITAL COMPUTERS IN SAFETY SYSTEMS OF NUCLEAR POWER GENERATING STATIONS | 1993 | 1.170 | 0 | TEST DOCUMENTATION FOR DIGITAL COMPUTER SOFTWARE USED IN SAFETY SYSTEMS OF NUCLEAR POWER PLANTS
IEEE | IEEE Std 7-4.3.2-2003 | STANDARD CRITERIA FOR DIGITAL COMPUTERS IN SAFETY SYSTEMS OF NUCLEAR POWER GENERATING STATIONS | 2003 | 1.170 | 0 | TEST DOCUMENTATION FOR DIGITAL COMPUTER SOFTWARE USED IN SAFETY SYSTEMS OF NUCLEAR POWER PLANTS
IEEE | IEEE Std 7-4.3.2-2003 | STANDARD CRITERIA FOR DIGITAL COMPUTERS IN SAFETY SYSTEMS OF NUCLEAR POWER GENERATING STATIONS | 2003 | 1.170 | 1 | TEST DOCUMENTATION FOR DIGITAL COMPUTER SOFTWARE USED IN SAFETY SYSTEMS OF NUCLEAR POWER PLANTS
IAEA | IAEA NS-G-1.1 | SOFTWARE FOR COMPUTER BASED SYSTEMS IMPORTANT TO SAFETY IN NUCLEAR POWER PLANTS | 2000 | 1.171 | 1 | SOFTWARE UNIT TESTING FOR DIGITAL COMPUTER SOFTWARE USED IN SAFETY SYSTEMS OF NUCLEAR POWER PLANTS
IEEE | ANSI/IEEE Std 1008-1987 | IEEE STANDARD FOR SOFTWARE UNIT TESTING | 1987 | 1.171 | 0 | SOFTWARE UNIT TESTING FOR DIGITAL COMPUTER SOFTWARE USED IN SAFETY SYSTEMS OF NUCLEAR POWER PLANTS
IEEE | ANSI/IEEE Std 1008-1987 | IEEE STANDARD FOR SOFTWARE UNIT TESTING | 1987 | 1.171 | 1 | SOFTWARE UNIT TESTING FOR DIGITAL COMPUTER SOFTWARE USED IN SAFETY SYSTEMS OF NUCLEAR POWER PLANTS
IEEE | ANSI/IEEE Std 729-1983 | IEEE STANDARD GLOSSARY OF SOFTWARE ENGINEERING TERMINOLOGY | 1983 | 1.171 | 0 | SOFTWARE UNIT TESTING FOR DIGITAL COMPUTER SOFTWARE USED IN SAFETY SYSTEMS OF NUCLEAR POWER PLANTS
IEEE | ANSI/IEEE Std 829-1983 | IEEE STANDARD FOR SOFTWARE TEST DOCUMENTATION | 1983 | 1.171 | 0 | SOFTWARE UNIT TESTING FOR DIGITAL COMPUTER SOFTWARE USED IN SAFETY SYSTEMS OF NUCLEAR POWER PLANTS
IEEE | ANSI/IEEE Std 829-1983 | IEEE STANDARD FOR SOFTWARE TEST DOCUMENTATION | 1983 | 1.171 | 1 | SOFTWARE UNIT TESTING FOR DIGITAL COMPUTER SOFTWARE USED IN SAFETY SYSTEMS OF NUCLEAR POWER PLANTS
IEEE | IEEE Std 1012-1986 | IEEE STANDARD FOR SOFTWARE VERIFICATION AND VALIDATION PLANS | 1986 | 1.171 | 0 | SOFTWARE UNIT TESTING FOR DIGITAL COMPUTER SOFTWARE USED IN SAFETY SYSTEMS OF NUCLEAR POWER PLANTS
IEEE | IEEE Std 1042-1987 | IEEE GUIDE TO SOFTWARE CONFIGURATION MANAGEMENT | 1987 | 1.171 | 0 | SOFTWARE UNIT TESTING FOR DIGITAL COMPUTER SOFTWARE USED IN SAFETY SYSTEMS OF NUCLEAR POWER PLANTS
IEEE | IEEE Std 1074-1991 | IEEE STANDARD FOR DEVELOPING SOFTWARE LIFE CYCLE PROCESSES | 1991 | 1.171 | 0 | SOFTWARE UNIT TESTING FOR DIGITAL COMPUTER SOFTWARE USED IN SAFETY SYSTEMS OF NUCLEAR POWER PLANTS
IEEE | IEEE Std 279-1971 | CRITERIA FOR PROTECTION SYSTEMS FOR NUCLEAR POWER GENERATING STATIONS | 1971 | 1.171 | 0 | SOFTWARE UNIT TESTING FOR DIGITAL COMPUTER SOFTWARE USED IN SAFETY SYSTEMS OF NUCLEAR POWER PLANTS
IEEE | IEEE Std 279-1971 | CRITERIA FOR PROTECTION SYSTEMS FOR NUCLEAR POWER GENERATING STATIONS | 1971 | 1.171 | 1 | SOFTWARE UNIT TESTING FOR DIGITAL COMPUTER SOFTWARE USED IN SAFETY SYSTEMS OF NUCLEAR POWER PLANTS
IEEE | IEEE Std 603-1991 | CRITERIA FOR SAFETY SYSTEMS FOR NUCLEAR POWER GENERATING STATIONS | 1991 | 1.171 | 0 | SOFTWARE UNIT TESTING FOR DIGITAL COMPUTER SOFTWARE USED IN SAFETY SYSTEMS OF NUCLEAR POWER PLANTS
IEEE | IEEE Std 603-1991 | CRITERIA FOR SAFETY SYSTEMS FOR NUCLEAR POWER GENERATING STATIONS | 1991 | 1.171 | 1 | SOFTWARE UNIT TESTING FOR DIGITAL COMPUTER SOFTWARE USED IN SAFETY SYSTEMS OF NUCLEAR POWER PLANTS
IEEE | IEEE Std 7-4.3.2-1993 | STANDARD CRITERIA FOR DIGITAL COMPUTERS IN SAFETY SYSTEMS OF NUCLEAR POWER GENERATING STATIONS | 1993 | 1.171 | 0 | SOFTWARE UNIT TESTING FOR DIGITAL COMPUTER SOFTWARE USED IN SAFETY SYSTEMS OF NUCLEAR POWER PLANTS
IEEE | IEEE Std 7-4.3.2-2003 | STANDARD CRITERIA FOR DIGITAL COMPUTERS IN SAFETY SYSTEMS OF NUCLEAR POWER GENERATING STATIONS | 2003 | 1.171 | 1 | SOFTWARE UNIT TESTING FOR DIGITAL COMPUTER SOFTWARE USED IN SAFETY SYSTEMS OF NUCLEAR POWER PLANTS
IEEE | IEEE Std 828-1990 | IEEE STANDARD FOR SOFTWARE CONFIGURATION MANAGEMENT PLANS | 1990 | 1.171 | 0 | SOFTWARE UNIT TESTING FOR DIGITAL COMPUTER SOFTWARE USED IN SAFETY SYSTEMS OF NUCLEAR POWER PLANTS
IEEE | IEEE Std 830-1993 | IEEE RECOMMENDED PRACTICE FOR SOFTWARE REQUIREMENTS SPECIFICATIONS | 1993 | 1.171 | 0 | SOFTWARE UNIT TESTING FOR DIGITAL COMPUTER SOFTWARE USED IN SAFETY SYSTEMS OF NUCLEAR POWER PLANTS
IAEA | IAEA NS-G-1.1 | SOFTWARE FOR COMPUTER BASED SYSTEMS IMPORTANT TO SAFETY IN NUCLEAR POWER PLANTS | 2000 | 1.172 | 1 | SOFTWARE REQUIREMENT SPECIFICATIONS FOR DIGITAL COMPUTER SOFTWARE AND COMPLEX ELECTRONICS USED IN SAFETY SYSTEMS OF NUCLEAR POWER PLANTS
IEEE | IEEE Std 1012-1986 | IEEE STANDARD FOR SOFTWARE VERIFICATION AND VALIDATION PLANS | 1986 | 1.172 | 0 | SOFTWARE REQUIREMENT SPECIFICATIONS FOR DIGITAL COMPUTER SOFTWARE AND COMPLEX ELECTRONICS USED IN SAFETY SYSTEMS OF NUCLEAR POWER PLANTS
IEEE | IEEE Std 1074-1991 | IEEE STANDARD FOR DEVELOPING SOFTWARE LIFE CYCLE PROCESSES | 1991 | 1.172 | 0 | SOFTWARE REQUIREMENT SPECIFICATIONS FOR DIGITAL COMPUTER SOFTWARE AND COMPLEX ELECTRONICS USED IN SAFETY SYSTEMS OF NUCLEAR POWER PLANTS
IEEE | IEEE Std 279-1971 | CRITERIA FOR PROTECTION SYSTEMS FOR NUCLEAR POWER GENERATING STATIONS | 1971 | 1.172 | 0 | SOFTWARE REQUIREMENT SPECIFICATIONS FOR DIGITAL COMPUTER SOFTWARE AND COMPLEX ELECTRONICS USED IN SAFETY SYSTEMS OF NUCLEAR POWER PLANTS
IEEE | IEEE Std 279-1971 | CRITERIA FOR PROTECTION SYSTEMS FOR NUCLEAR POWER GENERATING STATIONS | 1971 | 1.172 | 1 | SOFTWARE REQUIREMENT SPECIFICATIONS FOR DIGITAL COMPUTER SOFTWARE AND COMPLEX ELECTRONICS USED IN SAFETY SYSTEMS OF NUCLEAR POWER PLANTS
IEEE | IEEE Std 603-1991 | CRITERIA FOR SAFETY SYSTEMS FOR NUCLEAR POWER GENERATING STATIONS | 1991 | 1.172 | 0 | SOFTWARE REQUIREMENT SPECIFICATIONS FOR DIGITAL COMPUTER SOFTWARE AND COMPLEX ELECTRONICS USED IN SAFETY SYSTEMS OF NUCLEAR POWER PLANTS
IEEE | IEEE Std 603-1991 | CRITERIA FOR SAFETY SYSTEMS FOR NUCLEAR POWER GENERATING STATIONS | 1991 | 1.172 | 1 | SOFTWARE REQUIREMENT SPECIFICATIONS FOR DIGITAL COMPUTER SOFTWARE AND COMPLEX ELECTRONICS USED IN SAFETY SYSTEMS OF NUCLEAR POWER PLANTS
IEEE | IEEE Std 610.12-1990 | IEEE STANDARD GLOSSARY OF SOFTWARE ENGINEERING TERMINOLOGY | 1990 | 1.172 | 0 | SOFTWARE REQUIREMENT SPECIFICATIONS FOR DIGITAL COMPUTER SOFTWARE AND COMPLEX ELECTRONICS USED IN SAFETY SYSTEMS OF NUCLEAR POWER PLANTS
IEEE | IEEE Std 610.12-1990 | IEEE STANDARD GLOSSARY OF SOFTWARE ENGINEERING TERMINOLOGY | 1990 | 1.172 | 1 | SOFTWARE REQUIREMENT SPECIFICATIONS FOR DIGITAL COMPUTER SOFTWARE AND COMPLEX ELECTRONICS USED IN SAFETY SYSTEMS OF NUCLEAR POWER PLANTS
IEEE | IEEE Std 7-4.3.2-1993 | STANDARD CRITERIA FOR DIGITAL COMPUTERS IN SAFETY SYSTEMS OF NUCLEAR POWER GENERATING STATIONS | 1993 | 1.172 | 0 | SOFTWARE REQUIREMENT SPECIFICATIONS FOR DIGITAL COMPUTER SOFTWARE AND COMPLEX ELECTRONICS USED IN SAFETY SYSTEMS OF NUCLEAR POWER PLANTS
IEEE | IEEE Std 7-4.3.2-2003 | STANDARD CRITERIA FOR DIGITAL COMPUTERS IN SAFETY SYSTEMS OF NUCLEAR POWER GENERATING STATIONS | 2003 | 1.172 | 1 | SOFTWARE REQUIREMENT SPECIFICATIONS FOR DIGITAL COMPUTER SOFTWARE AND COMPLEX ELECTRONICS USED IN SAFETY SYSTEMS OF NUCLEAR POWER PLANTS
IEEE | IEEE Std 830-1993 | IEEE RECOMMENDED PRACTICE FOR SOFTWARE REQUIREMENTS SPECIFICATIONS | 1993 | 1.172 | 0 | SOFTWARE REQUIREMENT SPECIFICATIONS FOR DIGITAL COMPUTER SOFTWARE AND COMPLEX ELECTRONICS USED IN SAFETY SYSTEMS OF NUCLEAR POWER PLANTS
IEEE | IEEE Std 830-1993 | IEEE RECOMMENDED PRACTICE FOR SOFTWARE REQUIREMENTS SPECIFICATIONS | 1993 | 1.172 | 1 | SOFTWARE REQUIREMENT SPECIFICATIONS FOR DIGITAL COMPUTER SOFTWARE AND COMPLEX ELECTRONICS USED IN SAFETY SYSTEMS OF NUCLEAR POWER PLANTS
IEEE | IEEE Std 830-1998 | IEEE RECOMMENDED PRACTICE FOR SOFTWARE REQUIREMENTS SPECIFICATIONS | 1998 | 1.172 | 1 | SOFTWARE REQUIREMENT SPECIFICATIONS FOR DIGITAL COMPUTER SOFTWARE AND COMPLEX ELECTRONICS USED IN SAFETY SYSTEMS OF NUCLEAR POWER PLANTS
EPRI | EPRI TR 106439 | GUIDELINE ON EVALUATION AND ACCEPTANCE OF COMMERCIAL GRADE DIGITAL EQUIPMENT FOR NUCLEAR SAFETY APPLICATIONS | 1996 | 1.173 | 0 | DEVELOPING SOFTWARE LIFE CYCLE PROCESSES FOR DIGITAL COMPUTER SOFTWARE USED IN SAFETY SYSTEMS OF NUCLEAR POWER PLANTS
EPRI | EPRI TR-106439 | GUIDANCE ON EVALUATION AND ACCEPTANCE OF COMMERCIAL GRADE DIGITAL EQUIPMENT FOR NUCLEAR SAFETY APPLICATIONS | 1996 | 1.173 | 1 | DEVELOPING SOFTWARE LIFE CYCLE PROCESSES FOR DIGITAL COMPUTER SOFTWARE USED IN SAFETY SYSTEMS OF NUCLEAR POWER PLANTS
IAEA | IAEA NS-G-1.1 | SOFTWARE FOR COMPUTER BASED SYSTEMS IMPORTANT TO SAFETY IN NUCLEAR POWER PLANTS | 2000 | 1.173 | 1 | DEVELOPING SOFTWARE LIFE CYCLE PROCESSES FOR DIGITAL COMPUTER SOFTWARE USED IN SAFETY SYSTEMS OF NUCLEAR POWER PLANTS
IEEE | IEEE Std 1074-1995 | IEEE STANDARD FOR DEVELOPING SOFTWARE LIFE CYCLE PROCESSES | 1995 | 1.173 | 0 | DEVELOPING SOFTWARE LIFE CYCLE PROCESSES FOR DIGITAL COMPUTER SOFTWARE USED IN SAFETY SYSTEMS OF NUCLEAR POWER PLANTS
IEEE | IEEE Std 1074-1995 | IEEE STANDARD FOR DEVELOPING SOFTWARE LIFE CYCLE PROCESSES | 1995 | 1.173 | 1 | DEVELOPING SOFTWARE LIFE CYCLE PROCESSES FOR DIGITAL COMPUTER SOFTWARE USED IN SAFETY SYSTEMS OF NUCLEAR POWER PLANTS
IEEE | IEEE Std 279-1971 | CRITERIA FOR PROTECTION SYSTEMS FOR NUCLEAR POWER GENERATING STATIONS | 1971 | 1.173 | 0 | DEVELOPING SOFTWARE LIFE CYCLE PROCESSES FOR DIGITAL COMPUTER SOFTWARE USED IN SAFETY SYSTEMS OF NUCLEAR POWER PLANTS
IEEE | IEEE Std 279-1971 | CRITERIA FOR PROTECTION SYSTEMS FOR NUCLEAR POWER GENERATING STATIONS | 1971 | 1.173 | 1 | DEVELOPING SOFTWARE LIFE CYCLE PROCESSES FOR DIGITAL COMPUTER SOFTWARE USED IN SAFETY SYSTEMS OF NUCLEAR POWER PLANTS
IEEE | IEEE Std 603-1991 | CRITERIA FOR SAFETY SYSTEMS FOR NUCLEAR POWER GENERATING STATIONS | 1991 | 1.173 | 0 | DEVELOPING SOFTWARE LIFE CYCLE PROCESSES FOR DIGITAL COMPUTER SOFTWARE USED IN SAFETY SYSTEMS OF NUCLEAR POWER PLANTS
IEEE | IEEE Std 603-1991 | CRITERIA FOR SAFETY SYSTEMS FOR NUCLEAR POWER GENERATING STATIONS | 1991 | 1.173 | 1 | DEVELOPING SOFTWARE LIFE CYCLE PROCESSES FOR DIGITAL COMPUTER SOFTWARE USED IN SAFETY SYSTEMS OF NUCLEAR POWER PLANTS
IEEE | IEEE Std 7-4.3.2-1993 | STANDARD CRITERIA FOR DIGITAL COMPUTERS IN SAFETY SYSTEMS OF NUCLEAR POWER GENERATING STATIONS | 1993 | 1.173 | 0 | DEVELOPING SOFTWARE LIFE CYCLE PROCESSES FOR DIGITAL COMPUTER SOFTWARE USED IN SAFETY SYSTEMS OF NUCLEAR POWER PLANTS
IEEE | IEEE Std 7-4.3.2-2003 | STANDARD CRITERIA FOR DIGITAL COMPUTERS IN SAFETY SYSTEMS OF NUCLEAR POWER GENERATING STATIONS | 2003 | 1.173 | 1 | DEVELOPING SOFTWARE LIFE CYCLE PROCESSES FOR DIGITAL COMPUTER SOFTWARE USED IN SAFETY SYSTEMS OF NUCLEAR POWER PLANTS
ASME | ASME/ANS RA-Sa 2009 | STANDARD FOR LEVEL 1/LARGE EARLY RELEASE FREQUENCY PROBABILISTIC RISK ASSESSMENT FOR NUCLEAR POWER PLANT APPLICATIONS | 2009 | 1.174 | 3 | AN APPROACH FOR USING PROBABILISTIC RISK ASSESSMENT IN RISK-INFORMED DECISIONS ON PLANT-SPECIFIC CHANGES TO THE LICENSING BASIS
IAEA | IAEA Safety Guide SSG-3 | DEVELOPMENT AND APPLICATION OF LEVEL 1 PROBABILISTIC SAFETY ASSESSMENT FOR NUCLEAR POWER PLANTS SPECIFIC SAFETY GUIDE | 2010 | 1.174 | 3 | AN APPROACH FOR USING PROBABILISTIC RISK ASSESSMENT IN RISK-INFORMED DECISIONS ON PLANT-SPECIFIC CHANGES TO THE LICENSING BASIS
IAEA | IAEA Safety Guide SSG-4 | DEVELOPMENT AND APPLICATION OF LEVEL 2 PROBABILISTIC SAFETY ASSESSMENT FOR NUCLEAR POWER PLANTS SPECIFIC SAFETY GUIDE | Unknown | 1.174 | 3 | AN APPROACH FOR USING PROBABILISTIC RISK ASSESSMENT IN RISK-INFORMED DECISIONS ON PLANT-SPECIFIC CHANGES TO THE LICENSING BASIS
IAEA | IAEA Safety Standard SF-1 | FUNDAMENTAL SAFETY PRINCIPLES | 2006 | 1.174 | 3 | AN APPROACH FOR USING PROBABILISTIC RISK ASSESSMENT IN RISK-INFORMED DECISIONS ON PLANT-SPECIFIC CHANGES TO THE LICENSING BASIS
IAEA | IAEA Safety Standards SSR-2/1 | SAFETY OF NUCLEAR POWER PLANTS: DESIGN | Unknown | 1.174 | 3 | AN APPROACH FOR USING PROBABILISTIC RISK ASSESSMENT IN RISK-INFORMED DECISIONS ON PLANT-SPECIFIC CHANGES TO THE LICENSING BASIS
NFPA | NFPA 805 | PERFORMANCE-BASED STANDARD FOR FIRE PROTECTION FOR LIGHT-WATER REACTOR ELECTRIC GENERATING PLANTS | 2001 | 1.174 | 3 | AN APPROACH FOR USING PROBABILISTIC RISK ASSESSMENT IN RISK-INFORMED DECISIONS ON PLANT-SPECIFIC CHANGES TO THE LICENSING BASIS
ASME | ASME BPVC Section XI | RULES FOR INSERVICE INSPECTION OF NUCLEAR POWER PLANT COMPONENTS | Unknown | 1.175 | 0 | AN APPROACH FOR PLANT-SPECIFIC, RISK-INFORMED DECISIONMAKING: INSERVICE TESTING
ASME | ASME Code Case OMN-1 | ALTERNATIVE RULES FOR PRESERVICE AND INSERVICE TESTING OF CERTAIN ELECTRIC MOTOR OPERATED VALVE ASSEMBLIES IN LWR POWER PLANTS | 1995 | 1.175 | 1 | PLANT-SPECIFIC, RISK-INFORMED DECISIONMAKING: INSERVICE TESTING
ASME | ASME OM Code | OPERATION AND MAINTENANCE OF NUCLEAR POWER PLANTS | Unknown | 1.175 | 1 | PLANT-SPECIFIC, RISK-INFORMED DECISIONMAKING: INSERVICE TESTING
ASME | ASME/ANS RA-Sa 2009 | STANDARD FOR LEVEL 1/LARGE EARLY RELEASE FREQUENCY PROBABILISTIC RISK ASSESSMENT FOR NUCLEAR POWER PLANT APPLICATIONS | 2009 | 1.175 | 1 | PLANT-SPECIFIC, RISK-INFORMED DECISIONMAKING: INSERVICE TESTING
EPRI | EPRI TR-105396 | PSA APPLICATIONS GUIDE | 1995 | 1.175 | 0 | AN APPROACH FOR PLANT-SPECIFIC, RISK-INFORMED DECISIONMAKING: INSERVICE TESTING
EPRI | EPRI TR-105396 | PSA APPLICATIONS GUIDE | 1995 | 1.175 | 1 | PLANT-SPECIFIC, RISK-INFORMED DECISIONMAKING: INSERVICE TESTING
IAEA | IAEA Fundamental Safety Principle SSR-2/1 | SAFETY OF NUCLEAR POWER PLANTS: DESIGN | 2016 | 1.175 | 1 | PLANT-SPECIFIC, RISK-INFORMED DECISIONMAKING: INSERVICE TESTING
IAEA | IAEA Safety Guide SSG-3 | DEVELOPMENT AND APPLICATION OF LEVEL 1 PROBABILISTIC SAFETY ASSESSMENT FOR NUCLEAR POWER PLANTS SPECIFIC SAFETY GUIDE | 2010 | 1.175 | 1 | PLANT-SPECIFIC, RISK-INFORMED DECISIONMAKING: INSERVICE TESTING
IAEA | IAEA Safety Standard SSG-2 | DETERMINISTIC SAFETY ANALYSIS FOR NUCLEAR POWER PLANTS | 2019 | 1.175 | 1 | PLANT-SPECIFIC, RISK-INFORMED DECISIONMAKING: INSERVICE TESTING
NEI | NEI Industry Guidelines for Risk-Based Inservice Testing, Draft (Revision B) | INDUSTRY GUIDELINES FOR RISK-BASED INSERVICE TESTING, DRAFT (REVISION B) | 1996 | 1.175 | 1 | PLANT-SPECIFIC, RISK-INFORMED DECISIONMAKING: INSERVICE TESTING
IAEA | IAEA Safety Standards Series No. SSG-3 | DEVELOPMENT AND APPLICATION OF LEVEL 1 PROBABILISTIC SAFETY ASSESSMENT FOR NUCLEAR POWER PLANTS, SPECIFIC SAFETY GUIDE | 2010 | 1.177 | 2 | PLANT-SPECIFIC, RISK-INFORMED DECISIONMAKING: TECHNICAL SPECIFICATIONS
IAEA | IAEA Safety Standards Series No. SSG-4 | DEVELOPMENT AND APPLICATION OF LEVEL 2 PROBABILISTIC SAFETY ASSESSMENT FOR NUCLEAR POWER PLANTS, SPECIFIC SAFETY GUIDE | 2010 | 1.177 | 2 | PLANT-SPECIFIC, RISK-INFORMED DECISIONMAKING: TECHNICAL SPECIFICATIONS
IAEA | IAEA Standards Series No. SSR-2/1, Rev. 1 | SAFETY OF NUCLEAR POWER PLANTS: DESIGN | 2016 | 1.177 | 2 | PLANT-SPECIFIC, RISK-INFORMED DECISIONMAKING: TECHNICAL SPECIFICATIONS
NEI | NEI 96-07 | GUIDELINES FOR 10 CFR 50.59 EVALUATIONS | 2000 | 1.177 | 2 | PLANT-SPECIFIC, RISK-INFORMED DECISIONMAKING: TECHNICAL SPECIFICATIONS
NUMARC | NUMARC 93-01 | INDUSTRY GUIDELINE FOR MONITORING THE EFFECTIVENESS OF MAINTENANCE AT NUCLEAR POWER PLANTS | 2018 | 1.177 | 2 | PLANT-SPECIFIC, RISK-INFORMED DECISIONMAKING: TECHNICAL SPECIFICATIONS
ASME | ASME BPV Code, Code Case N-716-1 | ALTERNATIVE CLASSIFICATION AND EXAMINATION REQUIREMENTS, SECTION XI, DIVISION 1 | 2013 | 1.178 | 2 | PLANT-SPECIFIC, RISK-INFORMED DECISIONMAKING FOR INSERVICE INSPECTIONS OF PIPING
ASME | ASME BPVC Section XI | RULES FOR INSERVICE INSPECTION OF NUCLEAR POWER PLANT COMPONENTS | 1989 | 1.178 | 1 | AN APPROACH FOR PLANT-SPECIFIC RISK-INFORMED DECISIONMAKING FOR INSERVICE INSPECTION OF PIPING
ASME | ASME BPVC Section XI | RULES FOR INSERVICE INSPECTION OF NUCLEAR POWER PLANT COMPONENTS | Unknown | 1.178 | 2 | PLANT-SPECIFIC, RISK-INFORMED DECISIONMAKING FOR INSERVICE INSPECTIONS OF PIPING
ASME | ASME RA-S-2002 | STANDARD FOR PROBABILISTIC RISK ASSESSMENT FOR NUCLEAR POWER PLANT APPLICATIONS | 2002 | 1.178 | 1 | AN APPROACH FOR PLANT-SPECIFIC RISK-INFORMED DECISIONMAKING FOR INSERVICE INSPECTION OF PIPING
EPRI | EPRI TR-112657 | REVISED RISK-INFORMED INSERVICE INSPECTION EVALUATION PROCEDURE | 1999 | 1.178 | 1 | AN APPROACH FOR PLANT-SPECIFIC RISK-INFORMED DECISIONMAKING FOR INSERVICE INSPECTION OF PIPING
IAEA | IAEA Safety Guide SSG-2, Revision 1 | DETERMINISTIC SAFETY ANALYSIS FOR NUCLEAR POWER PLANTS | 2019 | 1.178 | 2 | PLANT-SPECIFIC, RISK-INFORMED DECISIONMAKING FOR INSERVICE INSPECTIONS OF PIPING
IAEA | IAEA Safety Guide SSG-3 | DEVELOPMENT AND APPLICATION OF LEVEL 1 PROBABILISTIC SAFETY ASSESSMENT FOR NUCLEAR POWER PLANTS SPECIFIC SAFETY GUIDE | 2010 | 1.178 | 2 | PLANT-SPECIFIC, RISK-INFORMED DECISIONMAKING FOR INSERVICE INSPECTIONS OF PIPING
IAEA | IAEA Safety Standards SSR-2/1, Revision 1 | SAFETY OF NUCLEAR POWER PLANTS: DESIGN | 2016 | 1.178 | 2 | PLANT-SPECIFIC, RISK-INFORMED DECISIONMAKING FOR INSERVICE INSPECTIONS OF PIPING
IAEA | IAEA Safety Standards Series No. GSR Part 6 | DECOMMISSIONING OF FACILITIES | 2014 | 1.179 | 2 | STANDARD FORMAT AND CONTENT OF LICENSE TERMINATION PLANS FOR NUCLEAR POWER REACTORS
IAEA | IAEA Specific Safety Guide No. SSG-47 | DECOMMISSIONING OF NUCLEAR POWER PLANTS, RESEARCH REACTORS AND OTHER NUCLEAR FUEL CYCLE FACILITIES | 2018 | 1.179 | 2 | STANDARD FORMAT AND CONTENT OF LICENSE TERMINATION PLANS FOR NUCLEAR POWER REACTORS
DoD | MIL-STD-461G | REQUIREMENTS FOR THE CONTROL OF ELECTROMAGNETIC INTERFERENCE CHARACTERISTICS OF SUBSYSTEMS AND EQUIPMENT | 2015 | 1.180 | 2 | GUIDELINES FOR EVALUATING ELECTROMAGNETIC AND RADIO-FREQUENCY INTERFERENCE IN SAFETY-RELATED INSTRUMENTATION AND CONTROL SYSTEMS
EPRI | EPRI TR-102323 | GUIDELINES FOR ELECTROMAGNETIC INTERFERENCE TESTING IN POWER PLANTS | 1994 | 1.180 | 1 | GUIDELINES FOR EVALUATING ELECTROMAGNETIC AND RADIO-FREQUENCY INTERFERENCE IN SAFETY-RELATED INSTRUMENTATION AND CONTROL SYSTEMS
IEC | IEC 61000-3 | ELECTROMAGNETIC COMPATIBILITY (EMC) - PART 3: LIMITS | 2017 | 1.180 | 2 | GUIDELINES FOR EVALUATING ELECTROMAGNETIC AND RADIO-FREQUENCY INTERFERENCE IN SAFETY-RELATED INSTRUMENTATION AND CONTROL SYSTEMS
IEC | IEC 61000-3-2 | ELECTROMAGNETIC COMPATIBILITY (EMC) - PART 3-2: LIMITS–LIMITS FOR HARMONIC CURRENT EMISSIONS | 2001 | 1.180 | 1 | GUIDELINES FOR EVALUATING ELECTROMAGNETIC AND RADIO-FREQUENCY INTERFERENCE IN SAFETY-RELATED INSTRUMENTATION AND CONTROL SYSTEMS
IEC | IEC 61000-3-4 | ELECTROMAGNETIC COMPATIBILITY (EMC) - PART 3-4: LIMITS–LIMITATION OF EMISSION OF HARMONIC CURRENTS IN LOW-VOLTAGE POWER SUPPLY SYSTEMS FOR EQUIPMENT WITH RATED CURRENT GREATER THAN 16 A | 1998 | 1.180 | 1 | GUIDELINES FOR EVALUATING ELECTROMAGNETIC AND RADIO-FREQUENCY INTERFERENCE IN SAFETY-RELATED INSTRUMENTATION AND CONTROL SYSTEMS
IEC | IEC 61000-4 | ELECTROMAGNETIC COMPATIBILITY (EMC) - PART 4: TESTING AND MEASUREMENT TECHNIQUES | 2012 | 1.180 | 2 | GUIDELINES FOR EVALUATING ELECTROMAGNETIC AND RADIO-FREQUENCY INTERFERENCE IN SAFETY-RELATED INSTRUMENTATION AND CONTROL SYSTEMS
IEC | IEC 61000-4-1 | ELECTROMAGNETIC COMPATIBILITY (EMC) - PART 4: TESTING AND MEASUREMENT TECHNIQUES, SECTION 1: OVERVIEW OF IMMUNITY TESTS | 1992 | 1.180 | 1 | GUIDELINES FOR EVALUATING ELECTROMAGNETIC AND RADIO-FREQUENCY INTERFERENCE IN SAFETY-RELATED INSTRUMENTATION AND CONTROL SYSTEMS
IEC | IEC 61000-4-10 | ELECTROMAGNETIC COMPATIBILITY (EMC) - PART 4: TESTING AND MEASUREMENT TECHNIQUES, SECTION 10: DAMPED OSCILLATORY MAGNETIC FIELD IMMUNITY TEST | 1993 | 1.180 | 1 | GUIDELINES FOR EVALUATING ELECTROMAGNETIC AND RADIO-FREQUENCY INTERFERENCE IN SAFETY-RELATED INSTRUMENTATION AND CONTROL SYSTEMS
IEC | IEC 61000-4-10 | ELECTROMAGNETIC COMPATIBILITY (EMC) - PART 4: TESTING AND MEASUREMENT TECHNIQUES, SECTION 10: DAMPED OSCILLATORY MAGNETIC FIELD IMMUNITY TEST | 1993 | 1.180 | 2 | GUIDELINES FOR EVALUATING ELECTROMAGNETIC AND RADIO-FREQUENCY INTERFERENCE IN SAFETY-RELATED INSTRUMENTATION AND CONTROL SYSTEMS
IEC | IEC 61000-4-11 | ELECTROMAGNETIC COMPATIBILITY (EMC) - PART 4: TESTING AND MEASUREMENT TECHNIQUES, SECTION 11: VOLTAGE DIPS, SHORT INTERRUPTIONS, AND VOLTAGE VARIATIONS IMMUNITY TEST | 1994 | 1.180 | 1 | GUIDELINES FOR EVALUATING ELECTROMAGNETIC AND RADIO-FREQUENCY INTERFERENCE IN SAFETY-RELATED INSTRUMENTATION AND CONTROL SYSTEMS
IEC | IEC 61000-4-12 | ELECTROMAGNETIC COMPATIBILITY (EMC) - PART 4: TESTING AND MEASUREMENT TECHNIQUES, SECTION 12: OSCILLATORY WAVES IMMUNITY TESTS | 1996 | 1.180 | 1 | GUIDELINES FOR EVALUATING ELECTROMAGNETIC AND RADIO-FREQUENCY INTERFERENCE IN SAFETY-RELATED INSTRUMENTATION AND CONTROL SYSTEMS
IEC | IEC 61000-4-12 | ELECTROMAGNETIC COMPATIBILITY (EMC) - PART 4: TESTING AND MEASUREMENT TECHNIQUES, SECTION 12: OSCILLATORY WAVES IMMUNITY TESTS | 1996 | 1.180 | 2 | GUIDELINES FOR EVALUATING ELECTROMAGNETIC AND RADIO-FREQUENCY INTERFERENCE IN SAFETY-RELATED INSTRUMENTATION AND CONTROL SYSTEMS
IEC | IEC 61000-4-13 | ELECTROMAGNETIC COMPATIBILITY (EMC) - PART 4: TESTING AND MEASUREMENT TECHNIQUES, SECTION 13: IMMUNITY TO HARMONICS AND INTERHARMONICS | 1998 | 1.180 | 1 | GUIDELINES FOR EVALUATING ELECTROMAGNETIC AND RADIO-FREQUENCY INTERFERENCE IN SAFETY-RELATED INSTRUMENTATION AND CONTROL SYSTEMS
IEC | IEC 61000-4-13 | ELECTROMAGNETIC COMPATIBILITY (EMC) - PART 4: TESTING AND MEASUREMENT TECHNIQUES, SECTION 13: IMMUNITY TO HARMONICS AND INTERHARMONICS | 1998 | 1.180 | 2 | GUIDELINES FOR EVALUATING ELECTROMAGNETIC AND RADIO-FREQUENCY INTERFERENCE IN SAFETY-RELATED INSTRUMENTATION AND CONTROL SYSTEMS
IEC | IEC 61000-4-16 | ELECTROMAGNETIC COMPATIBILITY (EMC) - PART 4: TESTING AND MEASUREMENT TECHNIQUES, SECTION 16: TEST FOR IMMUNITY TO CONDUCTED, COMMON MODE DISTURBANCES IN THE FREQUENCY RANGE 0 HZ TO 150 KHZ | 1998 | 1.180 | 1 | GUIDELINES FOR EVALUATING ELECTROMAGNETIC AND RADIO-FREQUENCY INTERFERENCE IN SAFETY-RELATED INSTRUMENTATION AND CONTROL SYSTEMS
IEC | IEC 61000-4-16 | ELECTROMAGNETIC COMPATIBILITY (EMC) - PART 4: TESTING AND MEASUREMENT TECHNIQUES, SECTION 16: TEST FOR IMMUNITY TO CONDUCTED, COMMON MODE DISTURBANCES IN THE FREQUENCY RANGE 0 HZ TO 150 KHZ | 1998 | 1.180 | 2 | GUIDELINES FOR EVALUATING ELECTROMAGNETIC AND RADIO-FREQUENCY INTERFERENCE IN SAFETY-RELATED INSTRUMENTATION AND CONTROL SYSTEMS
IEC | IEC 61000-4-2 | ELECTROMAGNETIC COMPATIBILITY (EMC) - PART 4: TESTING AND MEASUREMENT TECHNIQUES, SECTION 2: ELECTROSTATIC DISCHARGE IMMUNITY TEST | 1995 | 1.180 | 1 | GUIDELINES FOR EVALUATING ELECTROMAGNETIC AND RADIO-FREQUENCY INTERFERENCE IN SAFETY-RELATED INSTRUMENTATION AND CONTROL SYSTEMS
IEC | IEC 61000-4-2 | ELECTROMAGNETIC COMPATIBILITY (EMC) - PART 4: TESTING AND MEASUREMENT TECHNIQUES, SECTION 2: ELECTROSTATIC DISCHARGE IMMUNITY TEST | 1995 | 1.180 | 2 | GUIDELINES FOR EVALUATING ELECTROMAGNETIC AND RADIO-FREQUENCY INTERFERENCE IN SAFETY-RELATED INSTRUMENTATION AND CONTROL SYSTEMS
IEC | IEC 61000-4-3 | ELECTROMAGNETIC COMPATIBILITY (EMC) - PART 4: TESTING AND MEASUREMENT TECHNIQUES, SECTION 3: RADIATED, RADIO-FREQUENCY, ELECTROMAGNETIC FIELD IMMUNITY TEST | 1995 | 1.180 | 1 | GUIDELINES FOR EVALUATING ELECTROMAGNETIC AND RADIO-FREQUENCY INTERFERENCE IN SAFETY-RELATED INSTRUMENTATION AND CONTROL SYSTEMS
IEC | IEC 61000-4-3 | ELECTROMAGNETIC COMPATIBILITY (EMC) - PART 4: TESTING AND MEASUREMENT TECHNIQUES, SECTION 3: RADIATED, RADIO-FREQUENCY, ELECTROMAGNETIC FIELD IMMUNITY TEST | 1995 | 1.180 | 2 | GUIDELINES FOR EVALUATING ELECTROMAGNETIC AND RADIO-FREQUENCY INTERFERENCE IN SAFETY-RELATED INSTRUMENTATION AND CONTROL SYSTEMS
IEC | IEC 61000-4-4 | ELECTROMAGNETIC COMPATIBILITY (EMC) - PART 4: TESTING AND MEASUREMENT TECHNIQUES, SECTION 4: ELECTRICAL FAST TRANSIENT/BURST IMMUNITY TEST | 1995 | 1.180 | 1 | GUIDELINES FOR EVALUATING ELECTROMAGNETIC AND RADIO-FREQUENCY INTERFERENCE IN SAFETY-RELATED INSTRUMENTATION AND CONTROL SYSTEMS
IEC | IEC 61000-4-4 | ELECTROMAGNETIC COMPATIBILITY (EMC) - PART 4: TESTING AND MEASUREMENT TECHNIQUES, SECTION 4: ELECTRICAL FAST TRANSIENT/BURST IMMUNITY TEST | 1995 | 1.180 | 2 | GUIDELINES FOR EVALUATING ELECTROMAGNETIC AND RADIO-FREQUENCY INTERFERENCE IN SAFETY-RELATED INSTRUMENTATION AND CONTROL SYSTEMS
IEC | IEC 61000-4-5 | ELECTROMAGNETIC COMPATIBILITY (EMC) - PART 4: TESTING AND MEASUREMENT TECHNIQUES, SECTION 5: SURGE IMMUNITY TEST | 1995 | 1.180 | 1 | GUIDELINES FOR EVALUATING ELECTROMAGNETIC AND RADIO-FREQUENCY INTERFERENCE IN SAFETY-RELATED INSTRUMENTATION AND CONTROL SYSTEMS
IEC | IEC 61000-4-5 | ELECTROMAGNETIC COMPATIBILITY (EMC) - PART 4: TESTING AND MEASUREMENT TECHNIQUES, SECTION 5: SURGE IMMUNITY TEST | 1995 | 1.180 | 2 | GUIDELINES FOR EVALUATING ELECTROMAGNETIC AND RADIO-FREQUENCY INTERFERENCE IN SAFETY-RELATED INSTRUMENTATION AND CONTROL SYSTEMS
IEC | IEC 61000-4-6 | ELECTROMAGNETIC COMPATIBILITY (EMC) - PART 4: TESTING AND MEASUREMENT TECHNIQUES, SECTION 6: IMMUNITY TO CONDUCTED DISTURBANCES, INDUCED BY RADIO-FREQUENCY FIELDS | 1996 | 1.180 | 1 | GUIDELINES FOR EVALUATING ELECTROMAGNETIC AND RADIO-FREQUENCY INTERFERENCE IN SAFETY-RELATED INSTRUMENTATION AND CONTROL SYSTEMS
IEC | IEC 61000-4-6 | ELECTROMAGNETIC COMPATIBILITY (EMC) - PART 4: TESTING AND MEASUREMENT TECHNIQUES, SECTION 6: IMMUNITY TO CONDUCTED DISTURBANCES, INDUCED BY RADIO-FREQUENCY FIELDS | 1996 | 1.180 | 2 | GUIDELINES FOR EVALUATING ELECTROMAGNETIC AND RADIO-FREQUENCY INTERFERENCE IN SAFETY-RELATED INSTRUMENTATION AND CONTROL SYSTEMS
IEC | IEC 61000-4-7 | ELECTROMAGNETIC COMPATIBILITY (EMC) - PART 4: TESTING AND MEASUREMENT TECHNIQUES, SECTION 7: GENERAL GUIDE ON HARMONICS AND INTERHARMONICS MEASUREMENTS AND INSTRUMENTATION, FOR POWER SUPPLY SYSTEMS AND EQUIPMENT CONNECTED THERETO | 1991 | 1.180 | 1 | GUIDELINES FOR EVALUATING ELECTROMAGNETIC AND RADIO-FREQUENCY INTERFERENCE IN SAFETY-RELATED INSTRUMENTATION AND CONTROL SYSTEMS
IEC | IEC 61000-4-8 | ELECTROMAGNETIC COMPATIBILITY (EMC) - PART 4: TESTING AND MEASUREMENT TECHNIQUES, SECTION 8: POWER FREQUENCY MAGNETIC FIELD IMMUNITY TEST | 1993 | 1.180 | 1 | GUIDELINES FOR EVALUATING ELECTROMAGNETIC AND RADIO-FREQUENCY INTERFERENCE IN SAFETY-RELATED INSTRUMENTATION AND CONTROL SYSTEMS
IEC | IEC 61000-4-8 | ELECTROMAGNETIC COMPATIBILITY (EMC) - PART 4: TESTING AND MEASUREMENT TECHNIQUES, SECTION 8: POWER FREQUENCY MAGNETIC FIELD IMMUNITY TEST | 1993 | 1.180 | 2 | GUIDELINES FOR EVALUATING ELECTROMAGNETIC AND RADIO-FREQUENCY INTERFERENCE IN SAFETY-RELATED INSTRUMENTATION AND CONTROL SYSTEMS
IEC | IEC 61000-4-9 | ELECTROMAGNETIC COMPATIBILITY (EMC) - PART 4: TESTING AND MEASUREMENT TECHNIQUES, SECTION 9: PULSE MAGNETIC FIELD IMMUNITY TEST | 1993 | 1.180 | 1 | GUIDELINES FOR EVALUATING ELECTROMAGNETIC AND RADIO-FREQUENCY INTERFERENCE IN SAFETY-RELATED INSTRUMENTATION AND CONTROL SYSTEMS
IEC | IEC 61000-4-9 | ELECTROMAGNETIC COMPATIBILITY (EMC) - PART 4: TESTING AND MEASUREMENT TECHNIQUES, SECTION 9: PULSE MAGNETIC FIELD IMMUNITY TEST | 1993 | 1.180 | 2 | GUIDELINES FOR EVALUATING ELECTROMAGNETIC AND RADIO-FREQUENCY INTERFERENCE IN SAFETY-RELATED INSTRUMENTATION AND CONTROL SYSTEMS
IEC | IEC 61000-6 | ELECTROMAGNETIC COMPATIBILITY (EMC) - PART 6: GENERIC STANDARDS | 2011 | 1.180 | 2 | GUIDELINES FOR EVALUATING ELECTROMAGNETIC AND RADIO-FREQUENCY INTERFERENCE IN SAFETY-RELATED INSTRUMENTATION AND CONTROL SYSTEMS
IEC | IEC 61000-6-4 | ELECTROMAGNETIC COMPATIBILITY (EMC) – PART 6: GENERIC STANDARDS – SECTION 4: EMISSION STANDARD FOR INDUSTRIAL ENVIRONMENTS | 2011 | 1.180 | 1 | GUIDELINES FOR EVALUATING ELECTROMAGNETIC AND RADIO-FREQUENCY INTERFERENCE IN SAFETY-RELATED INSTRUMENTATION AND CONTROL SYSTEMS
IEC | IEC 61000-6-4 | ELECTROMAGNETIC COMPATIBILITY (EMC) – PART 6: GENERIC STANDARDS – SECTION 4: EMISSION STANDARD FOR INDUSTRIAL ENVIRONMENTS | 2011 | 1.180 | 2 | GUIDELINES FOR EVALUATING ELECTROMAGNETIC AND RADIO-FREQUENCY INTERFERENCE IN SAFETY-RELATED INSTRUMENTATION AND CONTROL SYSTEMS
IEC | IEC CISPR 16-2-1 | SPECIFICATION FOR RADIO DISTURBANCE AND IMMUNITY MEASURING APPARATUS AND METHODS – PART 2-1: METHODS OF MEASUREMENT OF DISTURBANCES AND IMMUNITY – CONDUCTED DISTURBANCE MEASUREMENTS | 2016 | 1.180 | 2 | GUIDELINES FOR EVALUATING ELECTROMAGNETIC AND RADIO-FREQUENCY INTERFERENCE IN SAFETY-RELATED INSTRUMENTATION AND CONTROL SYSTEMS
IEC | IEC CISPR 16-2-3 | SPECIFICATION FOR RADIO DISTURBANCE AND IMMUNITY MEASURING APPARATUS AND METHODS – PART 2-3: METHODS OF MEASUREMENT OF DISTURBANCES AND IMMUNITY – RADIATED DISTURBANCE MEASUREMENTS | 2016 | 1.180 | 2 | GUIDELINES FOR EVALUATING ELECTROMAGNETIC AND RADIO-FREQUENCY INTERFERENCE IN SAFETY-RELATED INSTRUMENTATION AND CONTROL SYSTEMS
IEEE | IEEE Std 1050-1996 | IEEE GUIDE FOR INSTRUMENTATION AND CONTROL EQUIPMENT GROUNDING IN GENERATING STATIONS | 1996 | 1.180 | 1 | GUIDELINES FOR EVALUATING ELECTROMAGNETIC AND RADIO-FREQUENCY INTERFERENCE IN SAFETY-RELATED INSTRUMENTATION AND CONTROL SYSTEMS
IEEE | IEEE Std 1050-2004 | IEEE GUIDE FOR INSTRUMENTATION AND CONTROL EQUIPMENT GROUNDING IN GENERATING STATIONS | 2004 | 1.180 | 2 | GUIDELINES FOR EVALUATING ELECTROMAGNETIC AND RADIO-FREQUENCY INTERFERENCE IN SAFETY-RELATED INSTRUMENTATION AND CONTROL SYSTEMS
IEEE | IEEE Std 279-1971 | CRITERIA FOR PROTECTION SYSTEMS FOR NUCLEAR POWER GENERATING STATIONS | 1971 | 1.180 | 1 | GUIDELINES FOR EVALUATING ELECTROMAGNETIC AND RADIO-FREQUENCY INTERFERENCE IN SAFETY-RELATED INSTRUMENTATION AND CONTROL SYSTEMS
IEEE | IEEE Std 279-1971 | CRITERIA FOR PROTECTION SYSTEMS FOR NUCLEAR POWER GENERATING STATIONS | 1971 | 1.180 | 2 | GUIDELINES FOR EVALUATING ELECTROMAGNETIC AND RADIO-FREQUENCY INTERFERENCE IN SAFETY-RELATED INSTRUMENTATION AND CONTROL SYSTEMS
IEEE | IEEE Std 473-1985 | IEEE RECOMMENDED PRACTICE FOR AN ELECTROMAGNETIC SITE SURVEY (10 KHZ TO 10 GHZ) | 1985 | 1.180 | 1 | GUIDELINES FOR EVALUATING ELECTROMAGNETIC AND RADIO-FREQUENCY INTERFERENCE IN SAFETY-RELATED INSTRUMENTATION AND CONTROL SYSTEMS
IEEE | IEEE Std 518-1982 | IEEE GUIDE FOR THE INSTALLATION OF ELECTRICAL EQUIPMENT TO MINIMIZE NOISE INPUTS TO CONTROLLERS FROM EXTERNAL SOURCES | 1982 | 1.180 | 1 | GUIDELINES FOR EVALUATING ELECTROMAGNETIC AND RADIO-FREQUENCY INTERFERENCE IN SAFETY-RELATED INSTRUMENTATION AND CONTROL SYSTEMS
IEEE | IEEE Std 603-1991 | CRITERIA FOR SAFETY SYSTEMS FOR NUCLEAR POWER GENERATING STATIONS | 1991 | 1.180 | 1 | GUIDELINES FOR EVALUATING ELECTROMAGNETIC AND RADIO-FREQUENCY INTERFERENCE IN SAFETY-RELATED INSTRUMENTATION AND CONTROL SYSTEMS
IEEE | IEEE Std 603-1991 | CRITERIA FOR SAFETY SYSTEMS FOR NUCLEAR POWER GENERATING STATIONS | 1991 | 1.180 | 2 | GUIDELINES FOR EVALUATING ELECTROMAGNETIC AND RADIO-FREQUENCY INTERFERENCE IN SAFETY-RELATED INSTRUMENTATION AND CONTROL SYSTEMS
IEEE | IEEE Std 665-1995 | IEEE GUIDE FOR GENERATING STATION GROUNDING | 1995 | 1.180 | 1 | GUIDELINES FOR EVALUATING ELECTROMAGNETIC AND RADIO-FREQUENCY INTERFERENCE IN SAFETY-RELATED INSTRUMENTATION AND CONTROL SYSTEMS
IEEE | IEEE Std C62.41.1-2002 | IEEE GUIDE ON THE SURGE ENVIRONMENT IN LOW-VOLTAGE (1000 V AND LESS) AC POWER CIRCUITS (ANSI) | 2002 | 1.180 | 2 | GUIDELINES FOR EVALUATING ELECTROMAGNETIC AND RADIO-FREQUENCY INTERFERENCE IN SAFETY-RELATED INSTRUMENTATION AND CONTROL SYSTEMS
IEEE | IEEE Std C62.41.2-2002 | IEEE RECOMMENDED PRACTICE ON CHARACTERIZATION OF SURGES IN LOW-VOLTAGE (1000 V OR LESS) AC POWER CIRCUITS | 2002 | 1.180 | 2 | GUIDELINES FOR EVALUATING ELECTROMAGNETIC AND RADIO-FREQUENCY INTERFERENCE IN SAFETY-RELATED INSTRUMENTATION AND CONTROL SYSTEMS
IEEE | IEEE Std C62.41-1991 | IEEE RECOMMENDED PRACTICE ON SURGE VOLTAGES IN LOW-VOLTAGE AC POWER CIRCUITS | 1991 | 1.180 | 1 | GUIDELINES FOR EVALUATING ELECTROMAGNETIC AND RADIO-FREQUENCY INTERFERENCE IN SAFETY-RELATED INSTRUMENTATION AND CONTROL SYSTEMS
IEEE | IEEE Std C62.45-1992 | IEEE GUIDE ON SURGE TESTING FOR EQUIPMENT CONNECTED TO LOW-VOLTAGE AC POWER CIRCUITS | 1992 | 1.180 | 1 | GUIDELINES FOR EVALUATING ELECTROMAGNETIC AND RADIO-FREQUENCY INTERFERENCE IN SAFETY-RELATED INSTRUMENTATION AND CONTROL SYSTEMS
IEEE | IEEE Std C62.45-2002 | IEEE GUIDE ON SURGE TESTING FOR EQUIPMENT CONNECTED TO LOW-VOLTAGE AC POWER CIRCUITS | 2002 | 1.180 | 2 | GUIDELINES FOR EVALUATING ELECTROMAGNETIC AND RADIO-FREQUENCY INTERFERENCE IN SAFETY-RELATED INSTRUMENTATION AND CONTROL SYSTEMS
NEI | NEI 98-03 | DRAFT INDUSTRY UPDATE GUIDELINES FOR FINAL SAFETY ANALYSIS REPORTS | 1997 | 1.181 | 0 | CONTENT OF THE UPDATED FINAL SAFETY ANALYSIS REPORT IN ACCORDANCE WITH 10 CFR 50.71(E)
NEI | NEI 93-01 | INDUSTRY GUIDELINE FOR MONITORING THE EFFECTIVENESS OF MAINTENANCE AT NUCLEAR POWER PLANTS | 2000 | 1.182 | 0 | ASSESSING AND MANAGING RISK BEFORE MAINTENANCE ACTIVITIES AT NUCLEAR POWER PLANTS
IAEA | IAEA WS- R-5 | DECOMMISSIONING OF FACILITIES USING RADIOACTIVE MATERIAL | Unknown | 1.185 | 1 | STANDARD FORMAT AND CONTENT FOR POST-SHUTDOWN DECOMMISSIONING ACTIVITIES REPORT
IAEA | IAEA WS-G-2.1 | DECOMMISSIONING OF NUCLEAR POWER PLANTS AND RESEARCH REACTORS | 1999 | 1.185 | 1 | STANDARD FORMAT AND CONTENT FOR POST-SHUTDOWN DECOMMISSIONING ACTIVITIES REPORT
IAEA | IAEA WS-G-2.2 | DECOMMISSIONING OF MEDICAL, INDUSTRIAL AND RESEARCH FACILITIES | 1999 | 1.185 | 1 | STANDARD FORMAT AND CONTENT FOR POST-SHUTDOWN DECOMMISSIONING ACTIVITIES REPORT
IAEA | IAEA WS-G-2.4 | DECOMMISSIONING OF NUCLEAR FUEL CYCLE FACILITIES | 2001 | 1.185 | 1 | STANDARD FORMAT AND CONTENT FOR POST-SHUTDOWN DECOMMISSIONING ACTIVITIES REPORT
IAEA | IAEA WS-G-5.2 | SAFETY ASSESSMENT FOR THE DECOMMISSIONING OF FACILITIES USING RADIOACTIVE MATERIAL | 2009 | 1.185 | 1 | STANDARD FORMAT AND CONTENT FOR POST-SHUTDOWN DECOMMISSIONING ACTIVITIES REPORT
IAEA | IAEA WS-R-5 | DECOMMISSIONING OF FACILITIES USING RADIOACTIVE MATERIAL | Unknown | 1.185 | 1 | STANDARD FORMAT AND CONTENT FOR POST-SHUTDOWN DECOMMISSIONING ACTIVITIES REPORT
NEI | NEI 97-04 | DESIGN BASES PROGRAM GUIDELINES | 1997 | 1.186 | 0 | GUIDANCE AND EXAMPLES FOR IDENTIFYING 10 CFR 50.2 DESIGN BASES
NEI | NEI 01-01, Revision 0 | ELECTRIC POWER RESEARCH INSTITUTE (EPRI) TR-102348, REVISION 1, 'GUIDELINE ON LICENSING DIGITAL UPGRADES' | 2002 | 1.187 | 2 | GUIDANCE FOR IMPLEMENTATION OF 10 CFR 50.59, “CHANGES, TESTS, AND EXPERIMENTS”
NEI | NEI 01-01, Revision 0 | ELECTRIC POWER RESEARCH INSTITUTE (EPRI) TR-102348, REVISION 1, 'GUIDELINE ON LICENSING DIGITAL UPGRADES' | 2002 | 1.187 | 2 / DG-1356 | GUIDANCE FOR IMPLEMENTATION OF 10 CFR 50.59, “CHANGES, TESTS AND EXPERIMENTS”
NEI | NEI 01-01, Revision 0 | ELECTRIC POWER RESEARCH INSTITUTE (EPRI) TR-102348, REVISION 1, 'GUIDELINE ON LICENSING DIGITAL UPGRADES' | 2002 | 1.187 | 3 | GUIDANCE FOR IMPLEMENTATION OF 10 CFR 50.59, “CHANGES, TESTS, AND EXPERIMENTS”
NEI | NEI 96-07 | GUIDELINES FOR 10 CFR 50.59 EVALUATIONS | 2000 | 1.187 | 0 | GUIDANCE FOR IMPLEMENTATION OF 10 CFR 50.59, CHANGES, TESTS, AND EXPERIMENTS
NEI | NEI 96-07, Appendix A | TEXT OF 10 CFR 50.59 | 2000 | 1.187 | 1 | GUIDANCE FOR IMPLEMENTATION OF 10 CFR 50.59 “CHANGES, TESTS, AND EXPERIMENTS”
NEI | NEI 96-07, Appendix A | TEXT OF 10 CFR 50.59 | 2000 | 1.187 | 2 | GUIDANCE FOR IMPLEMENTATION OF 10 CFR 50.59, “CHANGES, TESTS, AND EXPERIMENTS”
NEI | NEI 96-07, Appendix A | TEXT OF 10 CFR 50.59 | 2000 | 1.187 | 2 / DG-1356 | GUIDANCE FOR IMPLEMENTATION OF 10 CFR 50.59, “CHANGES, TESTS AND EXPERIMENTS”
NEI | NEI 96-07, Appendix A | TEXT OF 10 CFR 50.59 | 2000 | 1.187 | 3 | GUIDANCE FOR IMPLEMENTATION OF 10 CFR 50.59, “CHANGES, TESTS, AND EXPERIMENTS”
NEI | NEI 96-07, Appendix B | GUIDELINES FOR 10 CFR 10 CFR 72.48 IMPLEMENTATION | 2001 | 1.187 | 1 | GUIDANCE FOR IMPLEMENTATION OF 10 CFR 50.59 “CHANGES, TESTS, AND EXPERIMENTS”
NEI | NEI 96-07, Appendix B | GUIDELINES FOR 10 CFR 10 CFR 72.48 IMPLEMENTATION | 2001 | 1.187 | 2 | GUIDANCE FOR IMPLEMENTATION OF 10 CFR 50.59, “CHANGES, TESTS, AND EXPERIMENTS”
NEI | NEI 96-07, Appendix B | GUIDELINES FOR 10 CFR 10 CFR 72.48 IMPLEMENTATION | 2001 | 1.187 | 2 / DG-1356 | GUIDANCE FOR IMPLEMENTATION OF 10 CFR 50.59, “CHANGES, TESTS AND EXPERIMENTS”
NEI | NEI 96-07, Appendix B | GUIDELINES FOR 10 CFR 10 CFR 72.48 IMPLEMENTATION | 2001 | 1.187 | 3 | GUIDANCE FOR IMPLEMENTATION OF 10 CFR 50.59, “CHANGES, TESTS, AND EXPERIMENTS”
NEI | NEI 96-07, Appendix C | GUIDELINE FOR IMPLEMENTATION OF CHANGE CONTROL PROCESSES FOR NEW NUCLEAR POWER PLANTS LICENSED UNDER 10 CFR PART 52 | 2014 | 1.187 | 2 | GUIDANCE FOR IMPLEMENTATION OF 10 CFR 50.59, “CHANGES, TESTS, AND EXPERIMENTS”
NEI | NEI 96-07, Appendix C | GUIDELINE FOR IMPLEMENTATION OF CHANGE CONTROL PROCESSES FOR NEW NUCLEAR POWER PLANTS LICENSED UNDER 10 CFR PART 52 | 2014 | 1.187 | 2 / DG-1356 | GUIDANCE FOR IMPLEMENTATION OF 10 CFR 50.59, “CHANGES, TESTS AND EXPERIMENTS”
NEI | NEI 96-07, Appendix C | GUIDELINE FOR IMPLEMENTATION OF CHANGE CONTROL PROCESSES FOR NEW NUCLEAR POWER PLANTS LICENSED UNDER 10 CFR PART 52 | 2014 | 1.187 | 3 | GUIDANCE FOR IMPLEMENTATION OF 10 CFR 50.59, “CHANGES, TESTS, AND EXPERIMENTS”
NEI | NEI 96-07, Appendix C, Revision 0 | GUIDELINE FOR IMPLEMENTATION OF CHANGE CONTROL PROCESSES FOR NEW NUCLEAR POWER PLANTS LICENSED UNDER 10 CFR PART 52 | 2014 | 1.187 | 1 | GUIDANCE FOR IMPLEMENTATION OF 10 CFR 50.59 “CHANGES, TESTS, AND EXPERIMENTS”
NEI | NEI 96-07, Appendix D | SUPPLEMENTAL GUIDANCE FOR APPLICATION OF 10 CFR 50.59 TO DIGITAL MODIFICATIONS | 2018 | 1.187 | 1 | GUIDANCE FOR IMPLEMENTATION OF 10 CFR 50.59 “CHANGES, TESTS, AND EXPERIMENTS”
NEI | NEI 96-07, Appendix D | SUPPLEMENTAL GUIDANCE FOR APPLICATION OF 10 CFR 50.59 TO DIGITAL MODIFICATIONS | 2018 | 1.187 | 2 / DG-1356 | GUIDANCE FOR IMPLEMENTATION OF 10 CFR 50.59, “CHANGES, TESTS AND EXPERIMENTS”
NEI | NEI 96-07, Appendix D | SUPPLEMENTAL GUIDANCE FOR APPLICATION OF 10 CFR 50.59 TO DIGITAL MODIFICATIONS | 2018 | 1.187 | 3 | GUIDANCE FOR IMPLEMENTATION OF 10 CFR 50.59, “CHANGES, TESTS, AND EXPERIMENTS”
NEI | NEI 96-07, Appendix D, Revision 0 | SUPPLEMENTAL GUIDANCE FOR APPLICATION OF 10 CFR 50.59 TO DIGITAL MODIFICATIONS | 2019 | 1.187 | 2 | GUIDANCE FOR IMPLEMENTATION OF 10 CFR 50.59, “CHANGES, TESTS, AND EXPERIMENTS”
NEI | NEI 96-07, Appendix D, Revision 0 | SUPPLEMENTAL GUIDANCE FOR APPLICATION OF 10 CFR 50.59 TO DIGITAL MODIFICATIONS | 2019 | 1.187 | 3 | GUIDANCE FOR IMPLEMENTATION OF 10 CFR 50.59, “CHANGES, TESTS, AND EXPERIMENTS”
NEI | NEI 96-07, Appendix D, Revision 1 | SUPPLEMENTAL GUIDANCE FOR APPLICATION OF 10 CFR 50.59 TO DIGITAL MODIFICATIONS | 2020 | 1.187 | 2 | GUIDANCE FOR IMPLEMENTATION OF 10 CFR 50.59, “CHANGES, TESTS, AND EXPERIMENTS”
NEI | NEI 96-07, Appendix E | USER’S GUIDE FOR NEI 96-07, REVISION 1, ‘GUIDELINES FOR 10 CFR 50.59 IMPLEMENTATION | 2011 | 1.187 | 1 | GUIDANCE FOR IMPLEMENTATION OF 10 CFR 50.59 “CHANGES, TESTS, AND EXPERIMENTS”
NEI | NEI 96-07, Appendix E | USER’S GUIDE FOR NEI 96-07, REVISION 1, ‘GUIDELINES FOR 10 CFR 50.59 IMPLEMENTATION | 2011 | 1.187 | 2 | GUIDANCE FOR IMPLEMENTATION OF 10 CFR 50.59, “CHANGES, TESTS, AND EXPERIMENTS”
NEI | NEI 96-07, Appendix E | USER’S GUIDE FOR NEI 96-07, REVISION 1, ‘GUIDELINES FOR 10 CFR 50.59 IMPLEMENTATION | 2011 | 1.187 | 2 / DG-1356 | GUIDANCE FOR IMPLEMENTATION OF 10 CFR 50.59, “CHANGES, TESTS AND EXPERIMENTS”
NEI | NEI 96-07, Appendix E | USER’S GUIDE FOR NEI 96-07, REVISION 1, ‘GUIDELINES FOR 10 CFR 50.59 IMPLEMENTATION | 2011 | 1.187 | 3 | GUIDANCE FOR IMPLEMENTATION OF 10 CFR 50.59, “CHANGES, TESTS, AND EXPERIMENTS”
NEI | NEI 96-07, Revision 1 | GUIDELINES FOR 10 CFR 50.59 IMPLEMENTATION | 2000 | 1.187 | 1 | GUIDANCE FOR IMPLEMENTATION OF 10 CFR 50.59 “CHANGES, TESTS, AND EXPERIMENTS”
NEI | NEI 96-07, Revision 1 | GUIDELINES FOR 10 CFR 50.59 IMPLEMENTATION | 2000 | 1.187 | 2 | GUIDANCE FOR IMPLEMENTATION OF 10 CFR 50.59, “CHANGES, TESTS, AND EXPERIMENTS”
NEI | NEI 96-07, Revision 1 | GUIDELINES FOR 10 CFR 50.59 IMPLEMENTATION | 2000 | 1.187 | 2 / DG-1356 | GUIDANCE FOR IMPLEMENTATION OF 10 CFR 50.59, “CHANGES, TESTS AND EXPERIMENTS”
NEI | NEI 96-07, Revision 1 | GUIDELINES FOR 10 CFR 50.59 IMPLEMENTATION | 2000 | 1.187 | 3 | GUIDANCE FOR IMPLEMENTATION OF 10 CFR 50.59, “CHANGES, TESTS, AND EXPERIMENTS”
NEI | NEI 17-01 | INDUSTRY GUIDELINE FOR IMPLEMENTING THE REQUIREMENTS OF 10 CFR PART 54 FOR SUBSEQUENT LICENSE RENEWAL | 2017 | 1.188 | 2 | STANDARD FORMAT AND CONTENT FOR APPLICATIONS TO RENEW NUCLEAR POWER PLANT OPERATING LICENSES
NEI | NEI 95-10 | INDUSTRY GUIDELINES FOR IMPLEMENTING THE REQUIREMENTS OF 10 CFR PART 54 - THE LICENSE RENEWAL RULE | 2005 | 1.188 | 1 | STANDARD FORMAT AND CONTENT FOR APPLICATIONS TO RENEW NUCLEAR POWER PLANT OPERATING LICENSES
NEI | NEI 95-10 | INDUSTRY GUIDELINES FOR IMPLEMENTING THE REQUIREMENTS OF 10 CFR PART 54 - THE LICENSE RENEWAL RULE | 2005 | 1.188 | 2 | STANDARD FORMAT AND CONTENT FOR APPLICATIONS TO RENEW NUCLEAR POWER PLANT OPERATING LICENSES
ANS | ANS 58.23-2007 | FIRE PRA METHODOLOGY | 2007 | 1.189 | 2 | FIRE PROTECTION FOR NUCLEAR POWER PLANTS
ANS | ANSI/ANS 3.2-2006 | ADMINISTRATIVE CONTROLS AND QUALITY ASSURANCE FOR THE OPERATIONAL PHASE OF NUCLEAR POWER PLANTS | 2006 | 1.189 | 2 | FIRE PROTECTION FOR NUCLEAR POWER PLANTS
ANS | ANSI/ANS 3.2-2006 | ADMINISTRATIVE CONTROLS AND QUALITY ASSURANCE FOR THE OPERATIONAL PHASE OF NUCLEAR POWER PLANTS | 2006 | 1.189 | 4 | FIRE PROTECTION FOR NUCLEAR POWER PLANTS
ANS | ANSI/ANS 3.2-2006 | ADMINISTRATIVE CONTROLS AND QUALITY ASSURANCE FOR THE OPERATIONAL PHASE OF NUCLEAR POWER PLANTS | 2006 | 1.189 | 5 | FIRE PROTECTION FOR NUCLEAR POWER PLANTS
ASME | ASME B31.1 | POWER PIPING | Unknown | 1.189 | 2 | FIRE PROTECTION FOR NUCLEAR POWER PLANTS
ASME | ASME NQA-1 | QUALITY ASSURANCE PROGRAM REQUIREMENTS FOR NUCLEAR FACILITIES | Unknown | 1.189 | 2 | FIRE PROTECTION FOR NUCLEAR POWER PLANTS
ASME | ASME NQA-1 | QUALITY ASSURANCE PROGRAM REQUIREMENTS FOR NUCLEAR FACILITIES | Unknown | 1.189 | 4 | FIRE PROTECTION FOR NUCLEAR POWER PLANTS
ASME | ASME NQA-1 | QUALITY ASSURANCE PROGRAM REQUIREMENTS FOR NUCLEAR FACILITIES | Unknown | 1.189 | 5 | FIRE PROTECTION FOR NUCLEAR POWER PLANTS
ASME | ASME Standard B31.1 | POWER PIPING | Unknown | 1.189 | 4 | FIRE PROTECTION FOR NUCLEAR POWER PLANTS
ASME | ASME Standard B31.1 | POWER PIPING | Unknown | 1.189 | 5 | FIRE PROTECTION FOR NUCLEAR POWER PLANTS
ASTM | ASTM D2859 | STANDARD TEST METHOD FOR IGNITION CHARACTERISTICS OF FINISHED TEXTILE FLOOR COVERING MATERIALS | Unknown | 1.189 | 2 | FIRE PROTECTION FOR NUCLEAR POWER PLANTS
ASTM | ASTM D2859 | STANDARD TEST METHOD FOR IGNITION CHARACTERISTICS OF FINISHED TEXTILE FLOOR COVERING MATERIALS | Unknown | 1.189 | 5 | FIRE PROTECTION FOR NUCLEAR POWER PLANTS
ASTM | ASTM D3286 | STANDARD TEST METHOD FOR GROSS CALORIFIC VALUE OF COAL AND COKE BY THE ISOPERIBOL BOMB CALORIMETER | Unknown | 1.189 | 2 | FIRE PROTECTION FOR NUCLEAR POWER PLANTS
ASTM | ASTM D3286 | STANDARD TEST METHOD FOR GROSS CALORIFIC VALUE OF COAL AND COKE BY THE ISOPERIBOL BOMB CALORIMETER | Unknown | 1.189 | 4 | FIRE PROTECTION FOR NUCLEAR POWER PLANTS
ASTM | ASTM D3286 | STANDARD TEST METHOD FOR GROSS CALORIFIC VALUE OF COAL AND COKE BY THE ISOPERIBOL BOMB CALORIMETER | Unknown | 1.189 | 5 | FIRE PROTECTION FOR NUCLEAR POWER PLANTS
ASTM | ASTM E119 | STANDARD TEST METHODS FOR FIRE TESTS OF BUILDING CONSTRUCTION AND MATERIALS | Unknown | 1.189 | 2 | FIRE PROTECTION FOR NUCLEAR POWER PLANTS
ASTM | ASTM E119 | STANDARD TEST METHODS FOR FIRE TESTS OF BUILDING CONSTRUCTION AND MATERIALS | Unknown | 1.189 | 5 | FIRE PROTECTION FOR NUCLEAR POWER PLANTS
ASTM | ASTM E814 | STANDARD TEST METHOD FOR FIRE TESTS OF PENETRATION FIRESTOP SYSTEMS | Unknown | 1.189 | 2 | FIRE PROTECTION FOR NUCLEAR POWER PLANTS
ASTM | ASTM E814 | STANDARD TEST METHOD FOR FIRE TESTS OF PENETRATION FIRESTOP SYSTEMS | Unknown | 1.189 | 5 | FIRE PROTECTION FOR NUCLEAR POWER PLANTS
ASTM | ASTM E84 | STANDARD TEST METHOD FOR SURFACE BURNING CHARACTERISTICS OF BUILDING MATERIALS | Unknown | 1.189 | 2 | FIRE PROTECTION FOR NUCLEAR POWER PLANTS
ASTM | ASTM E84 | STANDARD TEST METHOD FOR SURFACE BURNING CHARACTERISTICS OF BUILDING MATERIALS | Unknown | 1.189 | 4 | FIRE PROTECTION FOR NUCLEAR POWER PLANTS
ASTM | ASTM E84 | STANDARD TEST METHOD FOR SURFACE BURNING CHARACTERISTICS OF BUILDING MATERIALS | Unknown | 1.189 | 5 | FIRE PROTECTION FOR NUCLEAR POWER PLANTS
EPRI | EPRI NP-5283-SR-A | GUIDELINES FOR PERMANENT BWR HYDROGEN WATER CHEMISTRY INSTALLATIONS | 1987 | 1.189 | 2 | FIRE PROTECTION FOR NUCLEAR POWER PLANTS
EPRI | EPRI NP-5283-SR-A | GUIDELINES FOR PERMANENT BWR HYDROGEN WATER CHEMISTRY INSTALLATIONS | 1987 | 1.189 | 5 | FIRE PROTECTION FOR NUCLEAR POWER PLANTS
EPRI | EPRI/NEI Report No. 1006961 | SPURIOUS ACTUATION OF ELECTRICAL CIRCUITS DUE TO CABLE FIRES: RESULTS OF AN EXPERT ELICITATION | 2002 | 1.189 | 2 | FIRE PROTECTION FOR NUCLEAR POWER PLANTS
IAEA | IAEA NS-G-1.7 | PROTECTION AGAINST INTERNAL FIRES AND EXPLOSIONS IN THE DESIGN OF NUCLEAR POWER PLANTS | 2004 | 1.189 | 5 | FIRE PROTECTION FOR NUCLEAR POWER PLANTS
IAEA | IAEA NS-G-2.1 | FIRE SAFETY IN THE OPERATION OF NUCLEAR POWER PLANTS | 2000 | 1.189 | 5 | FIRE PROTECTION FOR NUCLEAR POWER PLANTS
IEEE | ANSI/IEEE C.2 | NATIONAL ELECTRICAL SAFETY CODE | Unknown | 1.189 | 2 | FIRE PROTECTION FOR NUCLEAR POWER PLANTS
IEEE | ANSI/IEEE C.2 | NATIONAL ELECTRICAL SAFETY CODE | Unknown | 1.189 | 4 | FIRE PROTECTION FOR NUCLEAR POWER PLANTS
IEEE | ANSI/IEEE C.2 | NATIONAL ELECTRICAL SAFETY CODE | Unknown | 1.189 | 5 | FIRE PROTECTION FOR NUCLEAR POWER PLANTS
IEEE | IEEE Std 1202 | IEEE STANDARD FOR FLAME TESTING OF CABLES FOR USE IN CABLE TRAYS IN INDUSTRIAL AND COMMERCIAL OCCUPANCIES | Unknown | 1.189 | 2 | FIRE PROTECTION FOR NUCLEAR POWER PLANTS
IEEE | IEEE Std 1202 | IEEE STANDARD FOR FLAME TESTING OF CABLES FOR USE IN CABLE TRAYS IN INDUSTRIAL AND COMMERCIAL OCCUPANCIES | Unknown | 1.189 | 4 | FIRE PROTECTION FOR NUCLEAR POWER PLANTS
IEEE | IEEE Std 1202 | IEEE STANDARD FOR FLAME TESTING OF CABLES FOR USE IN CABLE TRAYS IN INDUSTRIAL AND COMMERCIAL OCCUPANCIES | Unknown | 1.189 | 5 | FIRE PROTECTION FOR NUCLEAR POWER PLANTS
IEEE | IEEE Std 242 | IEEE RECOMMENDED PRACTICES FOR PROTECTION AND COORDINATION OF INDUSTRIAL AND COMMERCIAL POWER SYSTEMS | Unknown | 1.189 | 2 | FIRE PROTECTION FOR NUCLEAR POWER PLANTS
IEEE | IEEE Std 242 | IEEE RECOMMENDED PRACTICES FOR PROTECTION AND COORDINATION OF INDUSTRIAL AND COMMERCIAL POWER SYSTEMS | Unknown | 1.189 | 5 | FIRE PROTECTION FOR NUCLEAR POWER PLANTS
IEEE | IEEE Std 383 | IEEE STANDARD FOR TYPE TEST OF CLASS IE ELECTRIC CABLES, FIELD SPLICES, AND CONNECTIONS FOR NUCLEAR POWER GENERATING STATIONS | Unknown | 1.189 | 2 | FIRE PROTECTION FOR NUCLEAR POWER PLANTS
IEEE | IEEE Std 383 | IEEE STANDARD FOR TYPE TEST OF CLASS IE ELECTRIC CABLES, FIELD SPLICES, AND CONNECTIONS FOR NUCLEAR POWER GENERATING STATIONS | Unknown | 1.189 | 4 | FIRE PROTECTION FOR NUCLEAR POWER PLANTS
IEEE | IEEE Std 383 | IEEE STANDARD FOR TYPE TEST OF CLASS IE ELECTRIC CABLES, FIELD SPLICES, AND CONNECTIONS FOR NUCLEAR POWER GENERATING STATIONS | Unknown | 1.189 | 5 | FIRE PROTECTION FOR NUCLEAR POWER PLANTS
IEEE | IEEE Std 634 | IEEE STANDARD CABLE PENETRATION FIRE STOP QUALIFICATION TEST | Unknown | 1.189 | 2 | FIRE PROTECTION FOR NUCLEAR POWER PLANTS
IEEE | IEEE Std 634 | IEEE STANDARD CABLE PENETRATION FIRE STOP QUALIFICATION TEST | Unknown | 1.189 | 5 | FIRE PROTECTION FOR NUCLEAR POWER PLANTS
IEEE | IEEE Std 690-1984 | IEEE STANDARD FOR THE DESIGN AND INSTALLATION OF CABLE SYSTEMS FOR CLASS 1E CIRCUITS IN NUCLEAR POWER GENERATING STATIONS | 1984 | 1.189 | 2 | FIRE PROTECTION FOR NUCLEAR POWER PLANTS
IEEE | IEEE Std 835 | STANDARD POWER CABLE AMPACITY TABLES | Unknown | 1.189 | 2 | FIRE PROTECTION FOR NUCLEAR POWER PLANTS
IEEE | IEEE Std 835 | STANDARD POWER CABLE AMPACITY TABLES | Unknown | 1.189 | 4 | FIRE PROTECTION FOR NUCLEAR POWER PLANTS
IEEE | IEEE Std 835 | STANDARD POWER CABLE AMPACITY TABLES | Unknown | 1.189 | 5 | FIRE PROTECTION FOR NUCLEAR POWER PLANTS
NEI | NEI 00-01 | GUIDANCE FOR POST-FIRE SAFE-SHUTDOWN CIRCUIT ANALYSIS | 2019 | 1.189 | 2 | FIRE PROTECTION FOR NUCLEAR POWER PLANTS
NEI | NEI 00-01 | GUIDANCE FOR POST-FIRE SAFE-SHUTDOWN CIRCUIT ANALYSIS | 2019 | 1.189 | 4 | FIRE PROTECTION FOR NUCLEAR POWER PLANTS
NEI | NEI 00-01, Revision 4 | GUIDANCE FOR POST-FIRE SAFE-SHUTDOWN CIRCUIT ANALYSIS,” REVISION 4, WASHINGTON, DC, SEPTEMBER 2016. (ML19351D276). | 2016 | 1.189 | 5 | FIRE PROTECTION FOR NUCLEAR POWER PLANTS
NEI | NEI 02-03 | GUIDANCE FOR PERFORMING A REGULATORY REVIEW OF PROPOSED CHANGES TO THE APPROVED FIRE PROTECTION PROGRAM | 2003 | 1.189 | 2 | FIRE PROTECTION FOR NUCLEAR POWER PLANTS
NEI | NEI 02-03 | GUIDANCE FOR PERFORMING A REGULATORY REVIEW OF PROPOSED CHANGES TO THE APPROVED FIRE PROTECTION PROGRAM | 2003 | 1.189 | 4 | FIRE PROTECTION FOR NUCLEAR POWER PLANTS
NEI | NEI 02-03 | GUIDANCE FOR PERFORMING A REGULATORY REVIEW OF PROPOSED CHANGES TO THE APPROVED FIRE PROTECTION PROGRAM | 2003 | 1.189 | 5 | FIRE PROTECTION FOR NUCLEAR POWER PLANTS
NEI | NEI 04-02 | GUIDANCE FOR IMPLEMENTING A RISK-INFORMED, PERFORMANCE-BASED FIRE PROTECTION PROGRAM UNDER 10 CFR 50.48(C), | 2019 | 1.189 | 2 | FIRE PROTECTION FOR NUCLEAR POWER PLANTS
NEI | NEI 95-10 | INDUSTRY GUIDELINES FOR IMPLEMENTING THE REQUIREMENTS OF 10 CFR PART 54 - THE LICENSE RENEWAL RULE | 2005 | 1.189 | 2 | FIRE PROTECTION FOR NUCLEAR POWER PLANTS
NFPA | NFPA 1 | FIRE CODE | Unknown | 1.189 | 2 | FIRE PROTECTION FOR NUCLEAR POWER PLANTS
NFPA | NFPA 1 | FIRE CODE | Unknown | 1.189 | 4 | FIRE PROTECTION FOR NUCLEAR POWER PLANTS
NFPA | NFPA 1 | FIRE CODE | Unknown | 1.189 | 5 | FIRE PROTECTION FOR NUCLEAR POWER PLANTS
NFPA | NFPA 10 | STANDARD FOR PORTABLE FIRE EXTINGUISHERS | Unknown | 1.189 | 2 | FIRE PROTECTION FOR NUCLEAR POWER PLANTS
NFPA | NFPA 10 | STANDARD FOR PORTABLE FIRE EXTINGUISHERS | Unknown | 1.189 | 4 | FIRE PROTECTION FOR NUCLEAR POWER PLANTS
NFPA | NFPA 10 | STANDARD FOR PORTABLE FIRE EXTINGUISHERS | Unknown | 1.189 | 5 | FIRE PROTECTION FOR NUCLEAR POWER PLANTS
NFPA | NFPA 11 | STANDARD FOR LOW-, MEDIUM-, AND HIGH-EXPANSION FOAM | Unknown | 1.189 | 2 | FIRE PROTECTION FOR NUCLEAR POWER PLANTS
NFPA | NFPA 11 | STANDARD FOR LOW-, MEDIUM-, AND HIGH-EXPANSION FOAM | Unknown | 1.189 | 4 | FIRE PROTECTION FOR NUCLEAR POWER PLANTS
NFPA | NFPA 11 | STANDARD FOR LOW-, MEDIUM-, AND HIGH-EXPANSION FOAM | Unknown | 1.189 | 5 | FIRE PROTECTION FOR NUCLEAR POWER PLANTS
NFPA | NFPA 1144 | STANDARD FOR REDUCING STRUCTURE IGNITION HAZARDS FROM WILDLAND FIRE | Unknown | 1.189 | 2 | FIRE PROTECTION FOR NUCLEAR POWER PLANTS
NFPA | NFPA 1144 | STANDARD FOR REDUCING STRUCTURE IGNITION HAZARDS FROM WILDLAND FIRE | Unknown | 1.189 | 4 | FIRE PROTECTION FOR NUCLEAR POWER PLANTS
NFPA | NFPA 1144 | STANDARD FOR REDUCING STRUCTURE IGNITION HAZARDS FROM WILDLAND FIRE | Unknown | 1.189 | 5 | FIRE PROTECTION FOR NUCLEAR POWER PLANTS
NFPA | NFPA 12 | STANDARD ON CARBON DIOXIDE EXTINGUISHING SYSTEMS | Unknown | 1.189 | 2 | FIRE PROTECTION FOR NUCLEAR POWER PLANTS
NFPA | NFPA 12 | STANDARD ON CARBON DIOXIDE EXTINGUISHING SYSTEMS | Unknown | 1.189 | 4 | FIRE PROTECTION FOR NUCLEAR POWER PLANTS
NFPA | NFPA 12 | STANDARD ON CARBON DIOXIDE EXTINGUISHING SYSTEMS | Unknown | 1.189 | 5 | FIRE PROTECTION FOR NUCLEAR POWER PLANTS
NFPA | NFPA 12A | STANDARD ON HALON 1301 FIRE EXTINGUISHING SYSTEMS | Unknown | 1.189 | 2 | FIRE PROTECTION FOR NUCLEAR POWER PLANTS
NFPA | NFPA 12A | STANDARD ON HALON 1301 FIRE EXTINGUISHING SYSTEMS | Unknown | 1.189 | 4 | FIRE PROTECTION FOR NUCLEAR POWER PLANTS
NFPA | NFPA 12A | STANDARD ON HALON 1301 FIRE EXTINGUISHING SYSTEMS | Unknown | 1.189 | 5 | FIRE PROTECTION FOR NUCLEAR POWER PLANTS
NFPA | NFPA 13 | STANDARD FOR THE INSTALLATION OF SPRINKLER SYSTEMS | 1999 | 1.189 | 2 | FIRE PROTECTION FOR NUCLEAR POWER PLANTS
NFPA | NFPA 13 | STANDARD FOR THE INSTALLATION OF SPRINKLER SYSTEMS | 1999 | 1.189 | 4 | FIRE PROTECTION FOR NUCLEAR POWER PLANTS
NFPA | NFPA 13 | STANDARD FOR THE INSTALLATION OF SPRINKLER SYSTEMS | 1999 | 1.189 | 5 | FIRE PROTECTION FOR NUCLEAR POWER PLANTS
NFPA | NFPA 14 | STANDARD FOR THE INSTALLATION OF STANDPIPE AND HOSE SYSTEMS | 2000 | 1.189 | 2 | FIRE PROTECTION FOR NUCLEAR POWER PLANTS
NFPA | NFPA 14 | STANDARD FOR THE INSTALLATION OF STANDPIPE AND HOSE SYSTEMS | 2000 | 1.189 | 4 | FIRE PROTECTION FOR NUCLEAR POWER PLANTS
NFPA | NFPA 14 | STANDARD FOR THE INSTALLATION OF STANDPIPE AND HOSE SYSTEMS | 2000 | 1.189 | 5 | FIRE PROTECTION FOR NUCLEAR POWER PLANTS
NFPA | NFPA 1404 | STANDARD FOR FIRE SERVICE RESPIRATORY PROTECTION TRAINING | Unknown | 1.189 | 2 | FIRE PROTECTION FOR NUCLEAR POWER PLANTS
NFPA | NFPA 1404 | STANDARD FOR FIRE SERVICE RESPIRATORY PROTECTION TRAINING | Unknown | 1.189 | 4 | FIRE PROTECTION FOR NUCLEAR POWER PLANTS
NFPA | NFPA 1404 | STANDARD FOR FIRE SERVICE RESPIRATORY PROTECTION TRAINING | Unknown | 1.189 | 5 | FIRE PROTECTION FOR NUCLEAR POWER PLANTS
NFPA | NFPA 1410 | STANDARD ON TRAINING FOR INITIAL EMERGENCY SCENE OPERATIONS | Unknown | 1.189 | 2 | FIRE PROTECTION FOR NUCLEAR POWER PLANTS
NFPA | NFPA 1410 | STANDARD ON TRAINING FOR INITIAL EMERGENCY SCENE OPERATIONS | Unknown | 1.189 | 4 | FIRE PROTECTION FOR NUCLEAR POWER PLANTS
NFPA | NFPA 1410 | STANDARD ON TRAINING FOR INITIAL EMERGENCY SCENE OPERATIONS | Unknown | 1.189 | 5 | FIRE PROTECTION FOR NUCLEAR POWER PLANTS
NFPA | NFPA 15 | STANDARD FOR WATER SPRAY FIXED SYSTEMS FOR FIRE PROTECTION | Unknown | 1.189 | 2 | FIRE PROTECTION FOR NUCLEAR POWER PLANTS
NFPA | NFPA 15 | STANDARD FOR WATER SPRAY FIXED SYSTEMS FOR FIRE PROTECTION | Unknown | 1.189 | 4 | FIRE PROTECTION FOR NUCLEAR POWER PLANTS
NFPA | NFPA 15 | STANDARD FOR WATER SPRAY FIXED SYSTEMS FOR FIRE PROTECTION | Unknown | 1.189 | 5 | FIRE PROTECTION FOR NUCLEAR POWER PLANTS
NFPA | NFPA 1500 | STANDARD ON FIRE DEPARTMENT OCCUPATIONAL SAFETY AND HEALTH PROGRAM | Unknown | 1.189 | 2 | FIRE PROTECTION FOR NUCLEAR POWER PLANTS
NFPA | NFPA 1500 | STANDARD ON FIRE DEPARTMENT OCCUPATIONAL SAFETY AND HEALTH PROGRAM | Unknown | 1.189 | 4 | FIRE PROTECTION FOR NUCLEAR POWER PLANTS
NFPA | NFPA 1500 | STANDARD ON FIRE DEPARTMENT OCCUPATIONAL SAFETY AND HEALTH PROGRAM | Unknown | 1.189 | 5 | FIRE PROTECTION FOR NUCLEAR POWER PLANTS
NFPA | NFPA 16 | STANDARD FOR THE INSTALLATION OF FOAM-WATER SPRINKLER AND FOAM-WATER SPRAY SYSTEMS | Unknown | 1.189 | 2 | FIRE PROTECTION FOR NUCLEAR POWER PLANTS
NFPA | NFPA 16 | STANDARD FOR THE INSTALLATION OF FOAM-WATER SPRINKLER AND FOAM-WATER SPRAY SYSTEMS | Unknown | 1.189 | 4 | FIRE PROTECTION FOR NUCLEAR POWER PLANTS
NFPA | NFPA 16 | STANDARD FOR THE INSTALLATION OF FOAM-WATER SPRINKLER AND FOAM-WATER SPRAY SYSTEMS | Unknown | 1.189 | 5 | FIRE PROTECTION FOR NUCLEAR POWER PLANTS
NFPA | NFPA 1620 | STANDARD FOR PRE-INCIDENT PLANNING | Unknown | 1.189 | 2 | FIRE PROTECTION FOR NUCLEAR POWER PLANTS
NFPA | NFPA 1620 | STANDARD FOR PRE-INCIDENT PLANNING | Unknown | 1.189 | 4 | FIRE PROTECTION FOR NUCLEAR POWER PLANTS
NFPA | NFPA 1620 | STANDARD FOR PRE-INCIDENT PLANNING | Unknown | 1.189 | 5 | FIRE PROTECTION FOR NUCLEAR POWER PLANTS
NFPA | NFPA 1961 | STANDARD ON FIRE HOSE | Unknown | 1.189 | 2 | FIRE PROTECTION FOR NUCLEAR POWER PLANTS
NFPA | NFPA 1961 | STANDARD ON FIRE HOSE | Unknown | 1.189 | 4 | FIRE PROTECTION FOR NUCLEAR POWER PLANTS
NFPA | NFPA 1961 | STANDARD ON FIRE HOSE | Unknown | 1.189 | 5 | FIRE PROTECTION FOR NUCLEAR POWER PLANTS
NFPA | NFPA 1962 | STANDARD FOR THE CARE, USE, INSPECTION, SERVICE TESTING, AND REPLACEMENT OF FIRE HOSE, COUPLINGS, NOZZLES, AND FIRE HOSE APPLIANCES | Unknown | 1.189 | 2 | FIRE PROTECTION FOR NUCLEAR POWER PLANTS
NFPA | NFPA 1962 | STANDARD FOR THE CARE, USE, INSPECTION, SERVICE TESTING, AND REPLACEMENT OF FIRE HOSE, COUPLINGS, NOZZLES, AND FIRE HOSE APPLIANCES | Unknown | 1.189 | 4 | FIRE PROTECTION FOR NUCLEAR POWER PLANTS
NFPA | NFPA 1962 | STANDARD FOR THE CARE, USE, INSPECTION, SERVICE TESTING, AND REPLACEMENT OF FIRE HOSE, COUPLINGS, NOZZLES, AND FIRE HOSE APPLIANCES | Unknown | 1.189 | 5 | FIRE PROTECTION FOR NUCLEAR POWER PLANTS
NFPA | NFPA 20 | STANDARD FOR THE INSTALLATION OF STATIONARY PUMPS FOR FIRE PROTECTION | Unknown | 1.189 | 2 | FIRE PROTECTION FOR NUCLEAR POWER PLANTS
NFPA | NFPA 20 | STANDARD FOR THE INSTALLATION OF STATIONARY PUMPS FOR FIRE PROTECTION | Unknown | 1.189 | 4 | FIRE PROTECTION FOR NUCLEAR POWER PLANTS
NFPA | NFPA 20 | STANDARD FOR THE INSTALLATION OF STATIONARY PUMPS FOR FIRE PROTECTION | Unknown | 1.189 | 5 | FIRE PROTECTION FOR NUCLEAR POWER PLANTS
NFPA | NFPA 2001 | STANDARD FOR CLEAN AGENT FIRE EXTINGUISHING SYSTEMS | Unknown | 1.189 | 2 | FIRE PROTECTION FOR NUCLEAR POWER PLANTS
NFPA | NFPA 2001 | STANDARD FOR CLEAN AGENT FIRE EXTINGUISHING SYSTEMS | Unknown | 1.189 | 4 | FIRE PROTECTION FOR NUCLEAR POWER PLANTS
NFPA | NFPA 2001 | STANDARD FOR CLEAN AGENT FIRE EXTINGUISHING SYSTEMS | Unknown | 1.189 | 5 | FIRE PROTECTION FOR NUCLEAR POWER PLANTS
NFPA | NFPA 204 | STANDARD FOR SMOKE AND HEAT VENTING | Unknown | 1.189 | 2 | FIRE PROTECTION FOR NUCLEAR POWER PLANTS
NFPA | NFPA 204 | STANDARD FOR SMOKE AND HEAT VENTING | Unknown | 1.189 | 5 | FIRE PROTECTION FOR NUCLEAR POWER PLANTS
NFPA | NFPA 22 | STANDARD FOR WATER TANKS FOR PRIVATE FIRE PROTECTION | Unknown | 1.189 | 2 | FIRE PROTECTION FOR NUCLEAR POWER PLANTS
NFPA | NFPA 22 | STANDARD FOR WATER TANKS FOR PRIVATE FIRE PROTECTION | Unknown | 1.189 | 4 | FIRE PROTECTION FOR NUCLEAR POWER PLANTS
NFPA | NFPA 22 | STANDARD FOR WATER TANKS FOR PRIVATE FIRE PROTECTION | Unknown | 1.189 | 5 | FIRE PROTECTION FOR NUCLEAR POWER PLANTS
NFPA | NFPA 220 | STANDARD ON TYPES OF BUILDING CONSTRUCTION | Unknown | 1.189 | 2 | FIRE PROTECTION FOR NUCLEAR POWER PLANTS
NFPA | NFPA 220 | STANDARD ON TYPES OF BUILDING CONSTRUCTION | Unknown | 1.189 | 4 | FIRE PROTECTION FOR NUCLEAR POWER PLANTS
NFPA | NFPA 220 | STANDARD ON TYPES OF BUILDING CONSTRUCTION | Unknown | 1.189 | 5 | FIRE PROTECTION FOR NUCLEAR POWER PLANTS
NFPA | NFPA 221 | STANDARD FOR HIGH-CHALLENGE FIRE WALLS, FIRE WALLS, AND FIRE BARRIER WALLS | Unknown | 1.189 | 2 | FIRE PROTECTION FOR NUCLEAR POWER PLANTS
NFPA | NFPA 221 | STANDARD FOR HIGH-CHALLENGE FIRE WALLS, FIRE WALLS, AND FIRE BARRIER WALLS | Unknown | 1.189 | 5 | FIRE PROTECTION FOR NUCLEAR POWER PLANTS
NFPA | NFPA 24 | STANDARD FOR THE INSTALLATION OF PRIVATE FIRE SERVICE MAINS AND THEIR APPURTENANCES | Unknown | 1.189 | 2 | FIRE PROTECTION FOR NUCLEAR POWER PLANTS
NFPA | NFPA 24 | STANDARD FOR THE INSTALLATION OF PRIVATE FIRE SERVICE MAINS AND THEIR APPURTENANCES | Unknown | 1.189 | 4 | FIRE PROTECTION FOR NUCLEAR POWER PLANTS
NFPA | NFPA 24 | STANDARD FOR THE INSTALLATION OF PRIVATE FIRE SERVICE MAINS AND THEIR APPURTENANCES | Unknown | 1.189 | 5 | FIRE PROTECTION FOR NUCLEAR POWER PLANTS
NFPA | NFPA 25 | STANDARD METHODS OF TESTS OF FIRE RESISTANCE OF BUILDING CONSTRUCTION AND MATERIALS | Unknown | 1.189 | 2 | FIRE PROTECTION FOR NUCLEAR POWER PLANTS
NFPA | NFPA 25 | STANDARD METHODS OF TESTS OF FIRE RESISTANCE OF BUILDING CONSTRUCTION AND MATERIALS | Unknown | 1.189 | 4 | FIRE PROTECTION FOR NUCLEAR POWER PLANTS
NFPA | NFPA 25 | STANDARD METHODS OF TESTS OF FIRE RESISTANCE OF BUILDING CONSTRUCTION AND MATERIALS | Unknown | 1.189 | 5 | FIRE PROTECTION FOR NUCLEAR POWER PLANTS
NFPA | NFPA 251 | STANDARD METHODS OF TESTS OF FIRE RESISTANCE OF BUILDING CONSTRUCTION AND MATERIALS | Unknown | 1.189 | 2 | FIRE PROTECTION FOR NUCLEAR POWER PLANTS
NFPA | NFPA 251 | STANDARD METHODS OF TESTS OF FIRE RESISTANCE OF BUILDING CONSTRUCTION AND MATERIALS | Unknown | 1.189 | 4 | FIRE PROTECTION FOR NUCLEAR POWER PLANTS
NFPA | NFPA 253 | STANDARD METHOD OF TEST FOR CRITICAL RADIANT FLUX OF FLOOR COVERING SYSTEMS USING A RADIANT HEAT ENERGY SOURCE | Unknown | 1.189 | 2 | FIRE PROTECTION FOR NUCLEAR POWER PLANTS
NFPA | NFPA 253 | STANDARD METHOD OF TEST FOR CRITICAL RADIANT FLUX OF FLOOR COVERING SYSTEMS USING A RADIANT HEAT ENERGY SOURCE | Unknown | 1.189 | 4 | FIRE PROTECTION FOR NUCLEAR POWER PLANTS
NFPA | NFPA 253 | STANDARD METHOD OF TEST FOR CRITICAL RADIANT FLUX OF FLOOR COVERING SYSTEMS USING A RADIANT HEAT ENERGY SOURCE | Unknown | 1.189 | 5 | FIRE PROTECTION FOR NUCLEAR POWER PLANTS
NFPA | NFPA 259 | STANDARD TEST METHOD FOR POTENTIAL HEAT OF BUILDING MATERIALS | Unknown | 1.189 | 2 | FIRE PROTECTION FOR NUCLEAR POWER PLANTS
NFPA | NFPA 259 | STANDARD TEST METHOD FOR POTENTIAL HEAT OF BUILDING MATERIALS | Unknown | 1.189 | 4 | FIRE PROTECTION FOR NUCLEAR POWER PLANTS
NFPA | NFPA 259 | STANDARD TEST METHOD FOR POTENTIAL HEAT OF BUILDING MATERIALS | Unknown | 1.189 | 5 | FIRE PROTECTION FOR NUCLEAR POWER PLANTS
NFPA | NFPA 30 | FLAMMABLE AND COMBUSTIBLE LIQUIDS CODE | Unknown | 1.189 | 2 | FIRE PROTECTION FOR NUCLEAR POWER PLANTS
NFPA | NFPA 30 | FLAMMABLE AND COMBUSTIBLE LIQUIDS CODE | Unknown | 1.189 | 4 | FIRE PROTECTION FOR NUCLEAR POWER PLANTS
NFPA | NFPA 30 | FLAMMABLE AND COMBUSTIBLE LIQUIDS CODE | Unknown | 1.189 | 5 | FIRE PROTECTION FOR NUCLEAR POWER PLANTS
NFPA | NFPA 51B | STANDARD FOR FIRE PREVENTION DURING WELDING, CUTTING AND OTHER HOT WORK | Unknown | 1.189 | 2 | FIRE PROTECTION FOR NUCLEAR POWER PLANTS
NFPA | NFPA 51B | STANDARD FOR FIRE PREVENTION DURING WELDING, CUTTING AND OTHER HOT WORK | Unknown | 1.189 | 4 | FIRE PROTECTION FOR NUCLEAR POWER PLANTS
NFPA | NFPA 51B | STANDARD FOR FIRE PREVENTION DURING WELDING, CUTTING AND OTHER HOT WORK | Unknown | 1.189 | 5 | FIRE PROTECTION FOR NUCLEAR POWER PLANTS
NFPA | NFPA 54 | NATIONAL FUEL GAS CODE | Unknown | 1.189 | 2 | FIRE PROTECTION FOR NUCLEAR POWER PLANTS
NFPA | NFPA 54 | NATIONAL FUEL GAS CODE | Unknown | 1.189 | 5 | FIRE PROTECTION FOR NUCLEAR POWER PLANTS
NFPA | NFPA 55 | COMPRESSED GASES AND CRYOGENIC FLUIDS CODE | Unknown | 1.189 | 2 | FIRE PROTECTION FOR NUCLEAR POWER PLANTS
NFPA | NFPA 55 | COMPRESSED GASES AND CRYOGENIC FLUIDS CODE | Unknown | 1.189 | 4 | FIRE PROTECTION FOR NUCLEAR POWER PLANTS
NFPA | NFPA 55 | COMPRESSED GASES AND CRYOGENIC FLUIDS CODE | Unknown | 1.189 | 5 | FIRE PROTECTION FOR NUCLEAR POWER PLANTS
NFPA | NFPA 58 | LIQUEFIED PETROLEUM GAS CODE | Unknown | 1.189 | 2 | FIRE PROTECTION FOR NUCLEAR POWER PLANTS
NFPA | NFPA 58 | LIQUEFIED PETROLEUM GAS CODE | Unknown | 1.189 | 4 | FIRE PROTECTION FOR NUCLEAR POWER PLANTS
NFPA | NFPA 58 | LIQUEFIED PETROLEUM GAS CODE | Unknown | 1.189 | 5 | FIRE PROTECTION FOR NUCLEAR POWER PLANTS
NFPA | NFPA 600 | STANDARD ON INDUSTRIAL FIRE BRIGADES | Unknown | 1.189 | 2 | FIRE PROTECTION FOR NUCLEAR POWER PLANTS
NFPA | NFPA 600 | STANDARD ON INDUSTRIAL FIRE BRIGADES | Unknown | 1.189 | 4 | FIRE PROTECTION FOR NUCLEAR POWER PLANTS
NFPA | NFPA 600 | STANDARD ON INDUSTRIAL FIRE BRIGADES | Unknown | 1.189 | 5 | FIRE PROTECTION FOR NUCLEAR POWER PLANTS
NFPA | NFPA 70 | NATIONAL ELECTRICAL CODE | Unknown | 1.189 | 2 | FIRE PROTECTION FOR NUCLEAR POWER PLANTS
NFPA | NFPA 70 | NATIONAL ELECTRICAL CODE | Unknown | 1.189 | 4 | FIRE PROTECTION FOR NUCLEAR POWER PLANTS
NFPA | NFPA 70 | NATIONAL ELECTRICAL CODE | Unknown | 1.189 | 5 | FIRE PROTECTION FOR NUCLEAR POWER PLANTS
NFPA | NFPA 701 | STANDARD METHODS OF FIRE TESTS FOR FLAME PROPAGATION OF TEXTILES AND FILMS | Unknown | 1.189 | 2 | FIRE PROTECTION FOR NUCLEAR POWER PLANTS
NFPA | NFPA 701 | STANDARD METHODS OF FIRE TESTS FOR FLAME PROPAGATION OF TEXTILES AND FILMS | Unknown | 1.189 | 4 | FIRE PROTECTION FOR NUCLEAR POWER PLANTS
NFPA | NFPA 701 | STANDARD METHODS OF FIRE TESTS FOR FLAME PROPAGATION OF TEXTILES AND FILMS | Unknown | 1.189 | 5 | FIRE PROTECTION FOR NUCLEAR POWER PLANTS
NFPA | NFPA 703 | STANDARD FOR FIRE-RETARDANT TREATED WOOD AND FIRE-RETARDANT COATINGS FOR BUILDING MATERIALS | Unknown | 1.189 | 2 | FIRE PROTECTION FOR NUCLEAR POWER PLANTS
NFPA | NFPA 703 | STANDARD FOR FIRE-RETARDANT TREATED WOOD AND FIRE-RETARDANT COATINGS FOR BUILDING MATERIALS | Unknown | 1.189 | 4 | FIRE PROTECTION FOR NUCLEAR POWER PLANTS
NFPA | NFPA 703 | STANDARD FOR FIRE-RETARDANT TREATED WOOD AND FIRE-RETARDANT COATINGS FOR BUILDING MATERIALS | Unknown | 1.189 | 5 | FIRE PROTECTION FOR NUCLEAR POWER PLANTS
NFPA | NFPA 72 | NATIONAL FIRE ALARM CODE | Unknown | 1.189 | 2 | FIRE PROTECTION FOR NUCLEAR POWER PLANTS
NFPA | NFPA 72 | NATIONAL FIRE ALARM CODE | Unknown | 1.189 | 4 | FIRE PROTECTION FOR NUCLEAR POWER PLANTS
NFPA | NFPA 72 | NATIONAL FIRE ALARM CODE | Unknown | 1.189 | 5 | FIRE PROTECTION FOR NUCLEAR POWER PLANTS
NFPA | NFPA 75 | STANDARD FOR THE PROTECTION OF INFORMATION TECHNOLOGY EQUIPMENT | Unknown | 1.189 | 2 | FIRE PROTECTION FOR NUCLEAR POWER PLANTS
NFPA | NFPA 75 | STANDARD FOR THE PROTECTION OF INFORMATION TECHNOLOGY EQUIPMENT | Unknown | 1.189 | 5 | FIRE PROTECTION FOR NUCLEAR POWER PLANTS
NFPA | NFPA 750 | STANDARD ON WATER MIST FIRE PROTECTION SYSTEMS | Unknown | 1.189 | 2 | FIRE PROTECTION FOR NUCLEAR POWER PLANTS
NFPA | NFPA 750 | STANDARD ON WATER MIST FIRE PROTECTION SYSTEMS | Unknown | 1.189 | 4 | FIRE PROTECTION FOR NUCLEAR POWER PLANTS
NFPA | NFPA 750 | STANDARD ON WATER MIST FIRE PROTECTION SYSTEMS | Unknown | 1.189 | 5 | FIRE PROTECTION FOR NUCLEAR POWER PLANTS
NFPA | NFPA 78 | LIGHTNING PROTECTION CODE | Unknown | 1.189 | 2 | FIRE PROTECTION FOR NUCLEAR POWER PLANTS
NFPA | NFPA 80 | STANDARD FOR FIRE DOORS AND FIRE WINDOWS | Unknown | 1.189 | 2 | FIRE PROTECTION FOR NUCLEAR POWER PLANTS
NFPA | NFPA 80 | STANDARD FOR FIRE DOORS AND FIRE WINDOWS | Unknown | 1.189 | 5 | FIRE PROTECTION FOR NUCLEAR POWER PLANTS
NFPA | NFPA 804 | STANDARD FOR FIRE PROTECTION FOR ADVANCED LIGHT WATER REACTOR ELECTRIC GENERATING PLANTS | Unknown | 1.189 | 2 | FIRE PROTECTION FOR NUCLEAR POWER PLANTS
NFPA | NFPA 804 | STANDARD FOR FIRE PROTECTION FOR ADVANCED LIGHT WATER REACTOR ELECTRIC GENERATING PLANTS | Unknown | 1.189 | 5 | FIRE PROTECTION FOR NUCLEAR POWER PLANTS
NFPA | NFPA 805 | PERFORMANCE-BASED STANDARD FOR FIRE PROTECTION FOR LIGHT-WATER REACTOR ELECTRIC GENERATING PLANTS | 2001 | 1.189 | 2 | FIRE PROTECTION FOR NUCLEAR POWER PLANTS
NFPA | NFPA 805 | PERFORMANCE-BASED STANDARD FOR FIRE PROTECTION FOR LIGHT-WATER REACTOR ELECTRIC GENERATING PLANTS | 2001 | 1.189 | 4 | FIRE PROTECTION FOR NUCLEAR POWER PLANTS
NFPA | NFPA 805 | PERFORMANCE-BASED STANDARD FOR FIRE PROTECTION FOR LIGHT-WATER REACTOR ELECTRIC GENERATING PLANTS | 2001 | 1.189 | 5 | FIRE PROTECTION FOR NUCLEAR POWER PLANTS
NFPA | NFPA 80A | RECOMMENDED PRACTICE FOR PROTECTION OF BUILDINGS FROM EXTERIOR FIRE EXPOSURES | Unknown | 1.189 | 2 | FIRE PROTECTION FOR NUCLEAR POWER PLANTS
NFPA | NFPA 80A | RECOMMENDED PRACTICE FOR PROTECTION OF BUILDINGS FROM EXTERIOR FIRE EXPOSURES | Unknown | 1.189 | 4 | FIRE PROTECTION FOR NUCLEAR POWER PLANTS
NFPA | NFPA 80A | RECOMMENDED PRACTICE FOR PROTECTION OF BUILDINGS FROM EXTERIOR FIRE EXPOSURES | Unknown | 1.189 | 5 | FIRE PROTECTION FOR NUCLEAR POWER PLANTS
NFPA | NFPA 90A | STANDARD FOR THE INSTALLATION OF AIR-CONDITIONING AND VENTILATING SYSTEMS | Unknown | 1.189 | 2 | FIRE PROTECTION FOR NUCLEAR POWER PLANTS
NFPA | NFPA 90A | STANDARD FOR THE INSTALLATION OF AIR-CONDITIONING AND VENTILATING SYSTEMS | Unknown | 1.189 | 5 | FIRE PROTECTION FOR NUCLEAR POWER PLANTS
NFPA | NFPA 92A | STANDARD FOR SMOKE-CONTROL SYSTEMS UTILIZING BARRIERS AND PRESSURE DIFFERENCES | Unknown | 1.189 | 2 | FIRE PROTECTION FOR NUCLEAR POWER PLANTS
UL | Underwriters Laboratories 555 | FIRE DAMPERS | Unknown | 1.189 | 2 | FIRE PROTECTION FOR NUCLEAR POWER PLANTS
UL | Underwriters Laboratories 555 | FIRE DAMPERS | Unknown | 1.189 | 5 | FIRE PROTECTION FOR NUCLEAR POWER PLANTS
ANSI | ANSI B31.7 | NUCLEAR POWER PIPING | Unknown | 1.19 | 1 | NONDESTRUCTIVE EXAMINATION OF PRIMARY CONTAINMENT LINER WELDS
ASME | ASME BPVC Section III | RULES FOR CONSTRUCTION OF NUCLEAR POWER PLANT COMPONENTS | Unknown | 1.19 | 1 | NONDESTRUCTIVE EXAMINATION OF PRIMARY CONTAINMENT LINER WELDS
ASME | ASME BPVC Section IX | QUALIFICATION STANDARD FOR WELDING AND BRAZING PROCEDURES, WELDERS, BRAZERS AND WELDING AND BRAZING OPERATORS | Unknown | 1.19 | 1 | NONDESTRUCTIVE EXAMINATION OF PRIMARY CONTAINMENT LINER WELDS
ASME | ASME BPVC Section V | NONDESTRUCTIVE EXAMINATION | Unknown | 1.19 | 1 | NONDESTRUCTIVE EXAMINATION OF PRIMARY CONTAINMENT LINER WELDS
AEEW | AEEW-M 2329, 1986 | NESTOR SHIELDING AND DOSIMETRY IMPROVEMENT PROGRAMME | 1986 | 1.190 | 0 | CALCULATIONAL AND DOSIMETRY METHODS FOR DETERMINING PRESSURE VESSEL NEUTRON FLUENCE
AEEW | AEEW-R 1736, 1984 | THE PCA REPLICA EXPERIMENT PART I: WINFRITH MEASUREMENTS AND CALIBRATIONS | 1984 | 1.190 | 0 | CALCULATIONAL AND DOSIMETRY METHODS FOR DETERMINING PRESSURE VESSEL NEUTRON FLUENCE
AFL | AFL-TR-67-41, 1967 | A COMPUTER-AUTOMATED ITERATIVE METHOD FOR NEUTRON FLUX SPECTRAL DETERMINATION BY FOIL ACTIVATION | 1967 | 1.190 | 0 | CALCULATIONAL AND DOSIMETRY METHODS FOR DETERMINING PRESSURE VESSEL NEUTRON FLUENCE
ASTM | ASTM E1005-84 | STANDARD TEST METHOD FOR APPLICATION AND ANALYSIS OF RADIOMETRIC MONITORS FOR REACTOR VESSEL SURVEILLANCE, E 706 (IIIA) | 1984 | 1.190 | 0 | CALCULATIONAL AND DOSIMETRY METHODS FOR DETERMINING PRESSURE VESSEL NEUTRON FLUENCE
ASTM | ASTM E1018-95 | STANDARD GUIDE FOR APPLICATION OF ASTM EVALUATED CROSS SECTION DATA FILE, MATRIX E706 (IIB) | 1995 | 1.190 | 0 | CALCULATIONAL AND DOSIMETRY METHODS FOR DETERMINING PRESSURE VESSEL NEUTRON FLUENCE
ASTM | ASTM E1297-89 | STANDARD TEST METHOD FOR MEASURING FAST-NEUTRON REACTION RATES BY RADIOACTIVATION OF NIOBIUM | 1989 | 1.190 | 0 | CALCULATIONAL AND DOSIMETRY METHODS FOR DETERMINING PRESSURE VESSEL NEUTRON FLUENCE
ASTM | ASTM E181-82 | STANDARD GENERAL METHODS FOR DETECTOR CALIBRATION AND ANALYSIS OF RADIONUCLIDES | 1982 | 1.190 | 0 | CALCULATIONAL AND DOSIMETRY METHODS FOR DETERMINING PRESSURE VESSEL NEUTRON FLUENCE
ASTM | ASTM E2005-99 | STANDARD GUIDE FOR BENCHMARK TESTING OF REACTOR DOSIMETRY IN STANDARD AND REFERENCE NEUTRON FIELDS | 1999 | 1.190 | 0 | CALCULATIONAL AND DOSIMETRY METHODS FOR DETERMINING PRESSURE VESSEL NEUTRON FLUENCE
ASTM | ASTM E2006-99 | STANDARD GUIDE FOR BENCHMARK TESTING OF LIGHT WATER REACTOR CAALCULATIONS | 1999 | 1.190 | 0 | CALCULATIONAL AND DOSIMETRY METHODS FOR DETERMINING PRESSURE VESSEL NEUTRON FLUENCE
ASTM | ASTM E261-98 | STANDARD PRACTICE FOR DETERMINING NEUTRON FLUENCE, FLUENCE RATE AND SPECTRA BY RADIOACTIVATION TECHNIQUES | 1998 | 1.190 | 0 | CALCULATIONAL AND DOSIMETRY METHODS FOR DETERMINING PRESSURE VESSEL NEUTRON FLUENCE
ASTM | ASTM E263-88 | STANDARD TEST METHOD FOR MEASURING FAST-NEUTRON REACTION RATES BY RADIOACTIVATION OF IRON | 1988 | 1.190 | 0 | CALCULATIONAL AND DOSIMETRY METHODS FOR DETERMINING PRESSURE VESSEL NEUTRON FLUENCE
ASTM | ASTM E264-87 | STANDARD TEST METHOD FOR MEASURING FAST-NEUTRON REACTION RATES BY RADIOACTIVATION OF NICKEL | 1987 | 1.190 | 0 | CALCULATIONAL AND DOSIMETRY METHODS FOR DETERMINING PRESSURE VESSEL NEUTRON FLUENCE
ASTM | ASTM E482-89 | STANDARD GUIDE FOR APPLICATION OF NEUTRON TRANSPORT METHODS FOR REACTOR VESSEL SURVEILLANCE, E 706 (IID) | 1989 | 1.190 | 0 | CALCULATIONAL AND DOSIMETRY METHODS FOR DETERMINING PRESSURE VESSEL NEUTRON FLUENCE
ASTM | ASTM E523-87 | STANDARD TEST METHOD FOR MEASURING FAST-NEUTRON REACTION RATES BY RADIOACTIVATION OF COPPER | 1987 | 1.190 | 0 | CALCULATIONAL AND DOSIMETRY METHODS FOR DETERMINING PRESSURE VESSEL NEUTRON FLUENCE
ASTM | ASTM E526-87 | STANDARD TEST METHOD FOR MEASURING FAST-NEUTRON REACTION RATES BY RADIOACTIVATION OF TITANIUM | 1987 | 1.190 | 0 | CALCULATIONAL AND DOSIMETRY METHODS FOR DETERMINING PRESSURE VESSEL NEUTRON FLUENCE
ASTM | ASTM E693 | STANDARD GUIDE FOR CHARACTERIZING NEUTRON EXPOSURES IN IRON AND LOW ALLOY STEELS IN TERMS OF DISPLACEMENTS PER ATOM (DPA) | Unknown | 1.190 | 0 | CALCULATIONAL AND DOSIMETRY METHODS FOR DETERMINING PRESSURE VESSEL NEUTRON FLUENCE
ASTM | ASTM E704-90 | STANDARD TEST METHOD FOR MEASURING REACTION RATES BY RADIOACTIVATION OF URANIUM-238 | 1990 | 1.190 | 0 | CALCULATIONAL AND DOSIMETRY METHODS FOR DETERMINING PRESSURE VESSEL NEUTRON FLUENCE
ASTM | ASTM E705-90 | STANDARD TEST METHOD FOR MEASURING REACTION RATES BY RADIOACTIVATION OF NEPTUNIUM-237 | 1990 | 1.190 | 0 | CALCULATIONAL AND DOSIMETRY METHODS FOR DETERMINING PRESSURE VESSEL NEUTRON FLUENCE
ASTM | ASTM E844-86 | STANDARD GUIDE FOR SENSOR DESIGN AND IRRADIATION FOR REACTOR SURVEILLANCE, E 706 (IIC) | 1986 | 1.190 | 0 | CALCULATIONAL AND DOSIMETRY METHODS FOR DETERMINING PRESSURE VESSEL NEUTRON FLUENCE
ASTM | ASTM E854-90 | STANDARD TEST METHOD FOR APPLICATION AND ANALYSIS OF SOLID STATE TRACK RECORDER (SSTR) MONITORS FOR REACTOR SURVEILLANCE, E 706 (IIIB) | 1990 | 1.190 | 0 | CALCULATIONAL AND DOSIMETRY METHODS FOR DETERMINING PRESSURE VESSEL NEUTRON FLUENCE
ASTM | ASTM E910-95 | STANDARD TEST METHOD FOR APPLICATION AND ANALYSIS OF HELIUM ACCUMULATION FLUENCE MONITORS FOR REACTOR VESSEL SURVEILLANCE, E 706(IIIC) | 1995 | 1.190 | 0 | CALCULATIONAL AND DOSIMETRY METHODS FOR DETERMINING PRESSURE VESSEL NEUTRON FLUENCE
ASTM | ASTM E944-96 | STANDARD GUIDE FOR APPLICATION OF NEUTRON SPECTRUM ADJUSTMENT METHODS IN REACTOR SURVEILLANCE (IIA) | 1996 | 1.190 | 0 | CALCULATIONAL AND DOSIMETRY METHODS FOR DETERMINING PRESSURE VESSEL NEUTRON FLUENCE
ASTM | ASTM STP 1228, 1994 | PCA BENCHMARK SOLUTIONS USING MCNP AND THREEDANT | 1994 | 1.190 | 0 | CALCULATIONAL AND DOSIMETRY METHODS FOR DETERMINING PRESSURE VESSEL NEUTRON FLUENCE
ASTM | ASTM STP 1398, 2000 | MCBEND - A FLUENCE TOOL FROM AEA TECHNOLOGY, REACTOR DOSIMETRY, ASTM STP 1398 | 2000 | 1.190 | 0 | CALCULATIONAL AND DOSIMETRY METHODS FOR DETERMINING PRESSURE VESSEL NEUTRON FLUENCE
EPRI | EPRI NP-3654 | THE ELXSIR CROSS-SECTION LIBRARY FOR LWR PRESSURE VESSEL IRRADIATION STUDIES: PART OF THE LEPRICON COMPUTER CODE SYSTEM | 1984 | 1.190 | 0 | CALCULATIONAL AND DOSIMETRY METHODS FOR DETERMINING PRESSURE VESSEL NEUTRON FLUENCE
EPRI | EPRI NP-4238 | NEUTRON ENERGY SPECTRA IN THE CORE AND CAVITY OF THE ANO-2 PWR | 1985 | 1.190 | 0 | CALCULATIONAL AND DOSIMETRY METHODS FOR DETERMINING PRESSURE VESSEL NEUTRON FLUENCE
HEDL | HEDL-TME 76-60, 1976 | A MODIFIED MONTE CARLO PROGRAM FOR SAND-II WITH SOLUTION WEIGHING AND ERROR ANALYSIS | 1976 | 1.190 | 0 | CALCULATIONAL AND DOSIMETRY METHODS FOR DETERMINING PRESSURE VESSEL NEUTRON FLUENCE
ISBN | ISBN 92-67-10188-9-93 | GUIDE TO THE EXPRESSION OF UNCERTAINTY IN MEASUREMENT | 1993 | 1.190 | 0 | CALCULATIONAL AND DOSIMETRY METHODS FOR DETERMINING PRESSURE VESSEL NEUTRON FLUENCE
NBSIR | NBSIR 85-3151 | COMPENDIUM OF BENCHMARK NEUTRON FIELDS FOR REACTOR DOSIMETRY | 1986 | 1.190 | 0 | CALCULATIONAL AND DOSIMETRY METHODS FOR DETERMINING PRESSURE VESSEL NEUTRON FLUENCE
NIST | NIST Technical Note-1297, 1993 | GUIDELINES FOR EVALUATING AND EXPRESSING THE UNCERTAINTY OF NIST MEASUREMENT RESULTS | 1993 | 1.190 | 0 | CALCULATIONAL AND DOSIMETRY METHODS FOR DETERMINING PRESSURE VESSEL NEUTRON FLUENCE
SC | SC-RR-67-746, 1967 | A TECHNIQUE FOR UNFOLDING NEUTRON SPECTRA FROM ACTIVATION MEASUREMENTS, SANDIA CORPORATION | 1976 | 1.190 | 0 | CALCULATIONAL AND DOSIMETRY METHODS FOR DETERMINING PRESSURE VESSEL NEUTRON FLUENCE
ASTM | ASTM E84 | STANDARD TEST METHOD FOR SURFACE BURNING CHARACTERISTICS OF BUILDING MATERIALS | Unknown | 1.191 | 0 | FIRE PROTECTION PROGRAM FOR NUCLEAR POWER PLANTS DURING DECOMMISSIONING AND PERMANENT SHUTDOWN
IAEA | IAEA Specific Safety Guide No. SSG-47 | DECOMMISSIONING OF NUCLEAR POWER PLANTS, RESEARCH REACTORS AND OTHER NUCLEAR FUEL CYCLE FACILITIES | 2018 | 1.191 | 1 | FIRE PROTECTION PROGRAM FOR NUCLEAR POWER PLANTS DURING DECOMMISSIONING
NFPA | NFPA 1 | FIRE CODE | Unknown | 1.191 | 0 | FIRE PROTECTION PROGRAM FOR NUCLEAR POWER PLANTS DURING DECOMMISSIONING AND PERMANENT SHUTDOWN
NFPA | NFPA 101 | CODE FOR SAFETY TO LIFE FROM FIRE IN BUILDINGS AND STRUCTURES | Unknown | 1.191 | 0 | FIRE PROTECTION PROGRAM FOR NUCLEAR POWER PLANTS DURING DECOMMISSIONING AND PERMANENT SHUTDOWN
NFPA | NFPA 11 | STANDARD FOR LOW-, MEDIUM-, AND HIGH-EXPANSION FOAM | Unknown | 1.191 | 0 | FIRE PROTECTION PROGRAM FOR NUCLEAR POWER PLANTS DURING DECOMMISSIONING AND PERMANENT SHUTDOWN
NFPA | NFPA 11A | STANDARD FOR MEDIUM- AND HIGH-EXPANSION FOAM SYSTEMS | Unknown | 1.191 | 0 | FIRE PROTECTION PROGRAM FOR NUCLEAR POWER PLANTS DURING DECOMMISSIONING AND PERMANENT SHUTDOWN
NFPA | NFPA 12 | STANDARD ON CARBON DIOXIDE EXTINGUISHING SYSTEMS | Unknown | 1.191 | 0 | FIRE PROTECTION PROGRAM FOR NUCLEAR POWER PLANTS DURING DECOMMISSIONING AND PERMANENT SHUTDOWN
NFPA | NFPA 12A | STANDARD ON HALON 1301 FIRE EXTINGUISHING SYSTEMS | Unknown | 1.191 | 0 | FIRE PROTECTION PROGRAM FOR NUCLEAR POWER PLANTS DURING DECOMMISSIONING AND PERMANENT SHUTDOWN
NFPA | NFPA 13 | STANDARD FOR THE INSTALLATION OF SPRINKLER SYSTEMS | 1999 | 1.191 | 0 | FIRE PROTECTION PROGRAM FOR NUCLEAR POWER PLANTS DURING DECOMMISSIONING AND PERMANENT SHUTDOWN
NFPA | NFPA 14 | STANDARD FOR THE INSTALLATION OF STANDPIPE AND HOSE SYSTEMS | 2000 | 1.191 | 0 | FIRE PROTECTION PROGRAM FOR NUCLEAR POWER PLANTS DURING DECOMMISSIONING AND PERMANENT SHUTDOWN
NFPA | NFPA 15 | STANDARD FOR WATER SPRAY FIXED SYSTEMS FOR FIRE PROTECTION | Unknown | 1.191 | 0 | FIRE PROTECTION PROGRAM FOR NUCLEAR POWER PLANTS DURING DECOMMISSIONING AND PERMANENT SHUTDOWN
NFPA | NFPA 1500 | STANDARD ON FIRE DEPARTMENT OCCUPATIONAL SAFETY AND HEALTH PROGRAM | Unknown | 1.191 | 0 | FIRE PROTECTION PROGRAM FOR NUCLEAR POWER PLANTS DURING DECOMMISSIONING AND PERMANENT SHUTDOWN
NFPA | NFPA 16 | STANDARD FOR THE INSTALLATION OF FOAM-WATER SPRINKLER AND FOAM-WATER SPRAY SYSTEMS | Unknown | 1.191 | 0 | FIRE PROTECTION PROGRAM FOR NUCLEAR POWER PLANTS DURING DECOMMISSIONING AND PERMANENT SHUTDOWN
NFPA | NFPA 16A | STANDARD FOR THE INSTALLATION OF CLOSED-HEAD FOAM-WATER SPRINKLER SYSTEMS | Unknown | 1.191 | 0 | FIRE PROTECTION PROGRAM FOR NUCLEAR POWER PLANTS DURING DECOMMISSIONING AND PERMANENT SHUTDOWN
NFPA | NFPA 17 | STANDARD FOR DRY CHEMICAL EXTINGUISHING SYSTEMS | Unknown | 1.191 | 0 | FIRE PROTECTION PROGRAM FOR NUCLEAR POWER PLANTS DURING DECOMMISSIONING AND PERMANENT SHUTDOWN
NFPA | NFPA 17A | STANDARD FOR WET CHEMICAL EXTINGUISHING SYSTEMS | Unknown | 1.191 | 0 | FIRE PROTECTION PROGRAM FOR NUCLEAR POWER PLANTS DURING DECOMMISSIONING AND PERMANENT SHUTDOWN
NFPA | NFPA 20 | STANDARD FOR THE INSTALLATION OF STATIONARY PUMPS FOR FIRE PROTECTION | Unknown | 1.191 | 0 | FIRE PROTECTION PROGRAM FOR NUCLEAR POWER PLANTS DURING DECOMMISSIONING AND PERMANENT SHUTDOWN
NFPA | NFPA 22 | STANDARD FOR WATER TANKS FOR PRIVATE FIRE PROTECTION | Unknown | 1.191 | 0 | FIRE PROTECTION PROGRAM FOR NUCLEAR POWER PLANTS DURING DECOMMISSIONING AND PERMANENT SHUTDOWN
NFPA | NFPA 221 | STANDARD FOR HIGH-CHALLENGE FIRE WALLS, FIRE WALLS, AND FIRE BARRIER WALLS | Unknown | 1.191 | 0 | FIRE PROTECTION PROGRAM FOR NUCLEAR POWER PLANTS DURING DECOMMISSIONING AND PERMANENT SHUTDOWN
NFPA | NFPA 24 | STANDARD FOR THE INSTALLATION OF PRIVATE FIRE SERVICE MAINS AND THEIR APPURTENANCES | Unknown | 1.191 | 0 | FIRE PROTECTION PROGRAM FOR NUCLEAR POWER PLANTS DURING DECOMMISSIONING AND PERMANENT SHUTDOWN
NFPA | NFPA 241 | STANDARD FOR SAFEGUARDING CONSTRUCTION, ALTERATION, AND DEMOLITION OPERATIONS | Unknown | 1.191 | 0 | FIRE PROTECTION PROGRAM FOR NUCLEAR POWER PLANTS DURING DECOMMISSIONING AND PERMANENT SHUTDOWN
NFPA | NFPA 25 | STANDARD METHODS OF TESTS OF FIRE RESISTANCE OF BUILDING CONSTRUCTION AND MATERIALS | Unknown | 1.191 | 0 | FIRE PROTECTION PROGRAM FOR NUCLEAR POWER PLANTS DURING DECOMMISSIONING AND PERMANENT SHUTDOWN
NFPA | NFPA 30 | FLAMMABLE AND COMBUSTIBLE LIQUIDS CODE | Unknown | 1.191 | 0 | FIRE PROTECTION PROGRAM FOR NUCLEAR POWER PLANTS DURING DECOMMISSIONING AND PERMANENT SHUTDOWN
NFPA | NFPA 51B | STANDARD FOR FIRE PREVENTION DURING WELDING, CUTTING AND OTHER HOT WORK | Unknown | 1.191 | 0 | FIRE PROTECTION PROGRAM FOR NUCLEAR POWER PLANTS DURING DECOMMISSIONING AND PERMANENT SHUTDOWN
NFPA | NFPA 55 | COMPRESSED GASES AND CRYOGENIC FLUIDS CODE | Unknown | 1.191 | 0 | FIRE PROTECTION PROGRAM FOR NUCLEAR POWER PLANTS DURING DECOMMISSIONING AND PERMANENT SHUTDOWN
NFPA | NFPA 600 | STANDARD ON INDUSTRIAL FIRE BRIGADES | Unknown | 1.191 | 0 | FIRE PROTECTION PROGRAM FOR NUCLEAR POWER PLANTS DURING DECOMMISSIONING AND PERMANENT SHUTDOWN
NFPA | NFPA 701 | STANDARD METHODS OF FIRE TESTS FOR FLAME PROPAGATION OF TEXTILES AND FILMS | Unknown | 1.191 | 0 | FIRE PROTECTION PROGRAM FOR NUCLEAR POWER PLANTS DURING DECOMMISSIONING AND PERMANENT SHUTDOWN
NFPA | NFPA 72 | NATIONAL FIRE ALARM CODE | Unknown | 1.191 | 0 | FIRE PROTECTION PROGRAM FOR NUCLEAR POWER PLANTS DURING DECOMMISSIONING AND PERMANENT SHUTDOWN
NFPA | NFPA 75 | STANDARD FOR THE PROTECTION OF INFORMATION TECHNOLOGY EQUIPMENT | Unknown | 1.191 | 0 | FIRE PROTECTION PROGRAM FOR NUCLEAR POWER PLANTS DURING DECOMMISSIONING AND PERMANENT SHUTDOWN
NFPA | NFPA 80 | STANDARD FOR FIRE DOORS AND FIRE WINDOWS | Unknown | 1.191 | 0 | FIRE PROTECTION PROGRAM FOR NUCLEAR POWER PLANTS DURING DECOMMISSIONING AND PERMANENT SHUTDOWN
NFPA | NFPA 801 | STANDARD FOR FACILITIES HANDLING RADIOACTIVE MATERIALS | Unknown | 1.191 | 0 | FIRE PROTECTION PROGRAM FOR NUCLEAR POWER PLANTS DURING DECOMMISSIONING AND PERMANENT SHUTDOWN
NFPA | NFPA 80A | RECOMMENDED PRACTICE FOR PROTECTION OF BUILDINGS FROM EXTERIOR FIRE EXPOSURES | Unknown | 1.191 | 0 | FIRE PROTECTION PROGRAM FOR NUCLEAR POWER PLANTS DURING DECOMMISSIONING AND PERMANENT SHUTDOWN
NFPA | NFPA Standard 1 | FIRE CODE | Unknown | 1.191 | 1 | FIRE PROTECTION PROGRAM FOR NUCLEAR POWER PLANTS DURING DECOMMISSIONING
NFPA | NFPA Standard 101 | LIFE SAFETY CODE | Unknown | 1.191 | 1 | FIRE PROTECTION PROGRAM FOR NUCLEAR POWER PLANTS DURING DECOMMISSIONING
NFPA | NFPA Standard 11 | STANDARD FOR LOW-, MEDIUM-, AND HIGH-EXPANSION FOAM | Unknown | 1.191 | 1 | FIRE PROTECTION PROGRAM FOR NUCLEAR POWER PLANTS DURING DECOMMISSIONING
NFPA | NFPA Standard 12 | STANDARD ON CARBON DIOXIDE EXTINGUISHING SYSTEMS | Unknown | 1.191 | 1 | FIRE PROTECTION PROGRAM FOR NUCLEAR POWER PLANTS DURING DECOMMISSIONING
NFPA | NFPA Standard 12A | STANDARD ON HALON 1301 FIRE EXTINGUISHING SYSTEMS | Unknown | 1.191 | 1 | FIRE PROTECTION PROGRAM FOR NUCLEAR POWER PLANTS DURING DECOMMISSIONING
NFPA | NFPA Standard 13 | STANDARD FOR THE INSTALLATION OF SPRINKLER SYSTEMS | Unknown | 1.191 | 1 | FIRE PROTECTION PROGRAM FOR NUCLEAR POWER PLANTS DURING DECOMMISSIONING
NFPA | NFPA Standard 14 | STANDARD FOR THE INSTALLATION OF STANDPIPE AND HOSE SYSTEMS | Unknown | 1.191 | 1 | FIRE PROTECTION PROGRAM FOR NUCLEAR POWER PLANTS DURING DECOMMISSIONING
NFPA | NFPA Standard 15 | STANDARD FOR WATER SPRAY FIXED SYSTEMS FOR FIRE PROTECTION | Unknown | 1.191 | 1 | FIRE PROTECTION PROGRAM FOR NUCLEAR POWER PLANTS DURING DECOMMISSIONING
NFPA | NFPA Standard 1500 | STANDARD ON FIRE DEPARTMENT OCCUPATIONAL SAFETY, HEALTH, AND WELLNESS PROGRAM | Unknown | 1.191 | 1 | FIRE PROTECTION PROGRAM FOR NUCLEAR POWER PLANTS DURING DECOMMISSIONING
NFPA | NFPA Standard 16 | STANDARD FOR THE INSTALLATION OF FOAM-WATER SPRINKLER, AND FOAM-WATER SPRAY SYSTEMS | Unknown | 1.191 | 1 | FIRE PROTECTION PROGRAM FOR NUCLEAR POWER PLANTS DURING DECOMMISSIONING
NFPA | NFPA Standard 17 | STANDARD FOR DRY CHEMICAL EXTINGUISHING SYSTEMS | Unknown | 1.191 | 1 | FIRE PROTECTION PROGRAM FOR NUCLEAR POWER PLANTS DURING DECOMMISSIONING
NFPA | NFPA Standard 17A | STANDARD FOR WET CHEMICAL EXTINGUISHING SYSTEMS | Unknown | 1.191 | 1 | FIRE PROTECTION PROGRAM FOR NUCLEAR POWER PLANTS DURING DECOMMISSIONING
NFPA | NFPA Standard 20 | STANDARD FOR THE INSTALLATION OF STATIONARY PUMPS FOR FIRE PROTECTION | Unknown | 1.191 | 1 | FIRE PROTECTION PROGRAM FOR NUCLEAR POWER PLANTS DURING DECOMMISSIONING
NFPA | NFPA Standard 22 | STANDARD FOR WATER TANKS FOR PRIVATE FIRE PROTECTION | Unknown | 1.191 | 1 | FIRE PROTECTION PROGRAM FOR NUCLEAR POWER PLANTS DURING DECOMMISSIONING
NFPA | NFPA Standard 221 | STANDARD FOR HIGH CHALLENGE FIRE WALLS, FIRE WALLS, AND FIRE BARRIER WALLS | Unknown | 1.191 | 1 | FIRE PROTECTION PROGRAM FOR NUCLEAR POWER PLANTS DURING DECOMMISSIONING
NFPA | NFPA Standard 24 | STANDARD FOR THE INSTALLATION OF PRIVATE FIRE SERVICE MAINS AND THEIR APPURTENANCES | Unknown | 1.191 | 1 | FIRE PROTECTION PROGRAM FOR NUCLEAR POWER PLANTS DURING DECOMMISSIONING
NFPA | NFPA Standard 241 | STANDARD FOR SAFEGUARDING CONSTRUCTION, ALTERATION, AND DEMOLITION OPERATIONS | Unknown | 1.191 | 1 | FIRE PROTECTION PROGRAM FOR NUCLEAR POWER PLANTS DURING DECOMMISSIONING
NFPA | NFPA Standard 25 | STANDARD FOR THE INSPECTION, TESTING, AND MAINTENANCE OF WATER-BASED FIRE PROTECTION SYSTEMS | Unknown | 1.191 | 1 | FIRE PROTECTION PROGRAM FOR NUCLEAR POWER PLANTS DURING DECOMMISSIONING
NFPA | NFPA Standard 30 | FLAMMABLE AND COMBUSTIBLE LIQUIDS CODE | Unknown | 1.191 | 1 | FIRE PROTECTION PROGRAM FOR NUCLEAR POWER PLANTS DURING DECOMMISSIONING
NFPA | NFPA Standard 51B | STANDARD FOR FIRE PREVENTION DURING WELDING, CUTTING, AND OTHER HOT WORK | Unknown | 1.191 | 1 | FIRE PROTECTION PROGRAM FOR NUCLEAR POWER PLANTS DURING DECOMMISSIONING
NFPA | NFPA Standard 55 | COMPRESSED GASES AND CRYOGENIC FLUIDS CODE | Unknown | 1.191 | 1 | FIRE PROTECTION PROGRAM FOR NUCLEAR POWER PLANTS DURING DECOMMISSIONING
NFPA | NFPA Standard 600 | STANDARD ON FACILITY FIRE BRIGADES | Unknown | 1.191 | 1 | FIRE PROTECTION PROGRAM FOR NUCLEAR POWER PLANTS DURING DECOMMISSIONING
NFPA | NFPA Standard 701 | STANDARD METHODS OF FIRE TESTS FOR FLAME PROPAGATION OF TEXTILES AND FILMS | Unknown | 1.191 | 1 | FIRE PROTECTION PROGRAM FOR NUCLEAR POWER PLANTS DURING DECOMMISSIONING
NFPA | NFPA Standard 72 | NATIONAL FIRE ALARM AND SIGNALING CODE | Unknown | 1.191 | 1 | FIRE PROTECTION PROGRAM FOR NUCLEAR POWER PLANTS DURING DECOMMISSIONING
NFPA | NFPA Standard 75 | STANDARD FOR THE FIRE PROTECTION OF INFORMATION TECHNOLOGY EQUIPMENT | Unknown | 1.191 | 1 | FIRE PROTECTION PROGRAM FOR NUCLEAR POWER PLANTS DURING DECOMMISSIONING
NFPA | NFPA Standard 80 | STANDARD FOR FIRE DOORS AND OTHER OPENING PROTECTIVES | Unknown | 1.191 | 1 | FIRE PROTECTION PROGRAM FOR NUCLEAR POWER PLANTS DURING DECOMMISSIONING
NFPA | NFPA Standard 801 | STANDARD FOR FIRE PROTECTION FOR FACILITIES HANDLING RADIOACTIVE MATERIALS | Unknown | 1.191 | 1 | FIRE PROTECTION PROGRAM FOR NUCLEAR POWER PLANTS DURING DECOMMISSIONING
NFPA | NFPA Standard 805 | PERFORMANCE-BASED STANDARD FOR FIRE PROTECTION FOR LIGHT WATER REACTOR ELECTRIC GENERATING PLANTS | 2001 | 1.191 | 1 | FIRE PROTECTION PROGRAM FOR NUCLEAR POWER PLANTS DURING DECOMMISSIONING
NFPA | NFPA Standard 80A | RECOMMENDED PRACTICE FOR PROTECTION OF BUILDINGS FROM EXTERIOR FIRE EXPOSURES | Unknown | 1.191 | 1 | FIRE PROTECTION PROGRAM FOR NUCLEAR POWER PLANTS DURING DECOMMISSIONING
ASME | ASME OM Code | OPERATION AND MAINTENANCE OF NUCLEAR POWER PLANTS, DIVISION 1 | 2020 | 1.192 | 4 | OPERATION AND MAINTENANCE CODE CASE ACCEPTABILITY, ASME OM CODE
ASME | ASME BPVC Section III | RULES FOR CONSTRUCTION OF NUCLEAR FACILITY COMPONENTS | 2015 2017 2019 | 1.193 | 7 | ASME CODE CASES NOT APPROVED FOR USE
ASME | ASME BPVC Section XI | RULES FOR INSERVICE INSPECTION OF NUCLEAR POWER PLANT COMPONENTS | 2015 2017 2019 | 1.193 | 7 | ASME CODE CASES NOT APPROVED FOR USE
ASME | ASME OM Code | OPERATION AND MAINTENANCE OF NUCLEAR POWER PLANTS | 2020 | 1.193 | 7 | ASME CODE CASES NOT APPROVED FOR USE
NEI | NEI 99-03 | CONTROL ROOM HABITABILITY ASSESSMENT GUIDANCE | 2001 | 1.194 | 0 | ATMOSPHERIC RELATIVE CONCENTRATIONS FOR CONTROL ROOM RADIOLOGICAL HABITABILITY ASSESSMENTS AT NUCLEAR POWER PLANTS
TDI | TDI-14844 | CALCULATION OF DISTANCE FACTORS FOR POWER AND TEST REACTOR SITES | Unknown | 1.194 | 0 | ATMOSPHERIC RELATIVE CONCENTRATIONS FOR CONTROL ROOM RADIOLOGICAL HABITABILITY ASSESSMENTS AT NUCLEAR POWER PLANTS
ASHRAE | ASHRAE 1-1996 | THE HVAC COMMISSIONING PROCESS | 1996 | 1.196 | 1 | CONTROL ROOM HABITABILITY AT LIGHT-WATER NUCLEAR POWER REACTORS
NEI | NEI 99-03 | CONTROL ROOM HABITABILITY ASSESSMENT GUIDANCE | 2001 | 1.196 | 1 | CONTROL ROOM HABITABILITY AT LIGHT-WATER NUCLEAR POWER REACTORS
ASTM | ASTM E741-00 | STANDARD TEST METHOD FOR DETERMINING AIR CHANGE IN A SINGLE ZONE BY MEANS OF A TRACER GAS DILUTION | 2000 | 1.197 | 0 | DEMONSTRATING CONTROL ROOM ENVELOPE INTEGRITY AT NUCLEAR POWER REACTORS
NEI | NEI 99-03 | CONTROL ROOM HABITABILITY ASSESSMENT GUIDANCE | 2001 | 1.197 | 0 | DEMONSTRATING CONTROL ROOM ENVELOPE INTEGRITY AT NUCLEAR POWER REACTORS
ACI | ACI 349-01 | CODE REQUIREMENTS FOR NUCLEAR SAFETY RELATED CONCRETE STRUCTURES | 2001 | 1.199 | 1 | ANCHORING COMPONENTS AND STRUCTURAL SUPPORTS IN CONCRETE
ACI | ACI 349-01 | CODE REQUIREMENTS FOR NUCLEAR SAFETY RELATED CONCRETE STRUCTURES | 2001 | 1.199 | 1 / DG-1284 | ANCHORING COMPONENTS AND STRUCTURAL SUPPORTS IN CONCRETE
ACI | ACI 349-13 | CODE REQUIREMENTS FOR NUCLEAR SAFETY RELATED CONCRETE STRUCTURES AND COMMENTARY | 2013 | 1.199 | 1 | ANCHORING COMPONENTS AND STRUCTURAL SUPPORTS IN CONCRETE
ACI | ACI 349-13 | CODE REQUIREMENTS FOR NUCLEAR SAFETY RELATED CONCRETE STRUCTURES AND COMMENTARY | 2013 | 1.199 | 1 / DG-1284 | ANCHORING COMPONENTS AND STRUCTURAL SUPPORTS IN CONCRETE
ACI | ACI 349-1980 | CODE REQUIREMENTS FOR NUCLEAR SAFETY RELATED CONCRETE STRUCTURES | 1980 | 1.199 | 0 | ANCHORING COMPONENTS AND STRUCTURAL SUPPORTS IN CONCRETE
ACI | ACI 349-1997 | CODE REQUIREMENTS FOR NUCLEAR SAFETY RELATED CONCRETE STRUCTURES | 1997 | 1.199 | 0 | ANCHORING COMPONENTS AND STRUCTURAL SUPPORTS IN CONCRETE
ACI | ACI 349-2001 | CODE REQUIREMENTS FOR NUCLEAR SAFETY RELATED CONCRETE STRUCTURES | 2001 | 1.199 | 0 | ANCHORING COMPONENTS AND STRUCTURAL SUPPORTS IN CONCRETE
ACI | ACI 349R-2001 | CODE REQUIREMENTS FOR NUCLEAR SAFETY RELATED CONCRETE STRUCTURES | 2001 | 1.199 | 0 | ANCHORING COMPONENTS AND STRUCTURAL SUPPORTS IN CONCRETE
ACI | ACI 355.2-01 | EVALUATING THE PERFORMANCE OF POST-INSTALLED MECHANICAL ANCHORS IN CONCRETE | 2001 | 1.199 | 1 | ANCHORING COMPONENTS AND STRUCTURAL SUPPORTS IN CONCRETE
ACI | ACI 355.2-01/ACI 355.2R-01 | EVALUATING THE PERFORMANCE OF POST-INSTALLED MECHANICAL ANCHORS IN CONCRETE | 2001 | 1.199 | 1 / DG-1284 | ANCHORING COMPONENTS AND STRUCTURAL SUPPORTS IN CONCRETE
ACI | ACI 355.2-07 | QUALIFICATION OF POST-INSTALLED MECHANICAL ANCHORS IN CONCRETE AND COMMENTARY | 2007 | 1.199 | 1 | ANCHORING COMPONENTS AND STRUCTURAL SUPPORTS IN CONCRETE
ACI | ACI 355.2-07 | QUALIFICATION OF POST-INSTALLED MECHANICAL ANCHORS IN CONCRETE AND COMMENTARY | 2007 | 1.199 | 1 / DG-1284 | ANCHORING COMPONENTS AND STRUCTURAL SUPPORTS IN CONCRETE
ACI | ACI 355.2-2001 | EVALUATING THE PERFORMANCE OF POST-INSTALLED MECHANICAL ANCHORS IN CONCRETE | 2001 | 1.199 | 0 | ANCHORING COMPONENTS AND STRUCTURAL SUPPORTS IN CONCRETE
ACI | ACI 355.2R-01 | EVALUATING THE PERFORMANCE OF POST-INSTALLED MECHANICAL ANCHORS IN CONCRETE | 2001 | 1.199 | 1 | ANCHORING COMPONENTS AND STRUCTURAL SUPPORTS IN CONCRETE
ACI | ACI 355.2R-2001 | EVALUATING THE PERFORMANCE OF POST-INSTALLED MECHANICAL ANCHORS IN CONCRETE | 2001 | 1.199 | 0 | ANCHORING COMPONENTS AND STRUCTURAL SUPPORTS IN CONCRETE
ACI | SP-130 | ANCHORS IN CONCRETE: DESIGN AND BEHAVIOR | 1991 | 1.199 | 0 | ANCHORING COMPONENTS AND STRUCTURAL SUPPORTS IN CONCRETE
ASCE | ASCE | STATE-OF-THE-ART REPORT ON STEEL EMBEDMENTS | 1984 | 1.199 | 0 | ANCHORING COMPONENTS AND STRUCTURAL SUPPORTS IN CONCRETE
ASME | ASME NQA-2-1983 | QUALITY ASSURANCE REQUIREMENTS FOR NUCLEAR POWER PLANTS | 1983 | 1.199 | 0 | ANCHORING COMPONENTS AND STRUCTURAL SUPPORTS IN CONCRETE
ASTM | ASTM E488/E488M-15 | STANDARD TEST METHODS FOR STRENGTH OF ANCHORS IN CONCRETE ELEMENTS | 2015 | 1.199 | 1 | ANCHORING COMPONENTS AND STRUCTURAL SUPPORTS IN CONCRETE
ASTM | ASTM E488/E488M-15 | STANDARD TEST METHODS FOR STRENGTH OF ANCHORS IN CONCRETE ELEMENTS | 2015 | 1.199 | 1 / DG-1284 | ANCHORING COMPONENTS AND STRUCTURAL SUPPORTS IN CONCRETE
ASTM | ASTM E488-96 | STANDARD TEST METHODS FOR STRENGTH OF ANCHORS IN CONCRETE AND MASONRY ELEMENTS | 1996 | 1.199 | 0 | ANCHORING COMPONENTS AND STRUCTURAL SUPPORTS IN CONCRETE
ASTM | ASTM E488-96 | STANDARD TEST METHODS FOR STRENGTH OF ANCHORS IN CONCRETE AND MASONRY ELEMENTS | 1996 | 1.199 | 1 | ANCHORING COMPONENTS AND STRUCTURAL SUPPORTS IN CONCRETE
ASTM | ASTM E488-96 | STANDARD TEST METHODS FOR STRENGTH OF ANCHORS IN CONCRETE AND MASONRY ELEMENTS | 1996 | 1.199 | 1 / DG-1284 | ANCHORING COMPONENTS AND STRUCTURAL SUPPORTS IN CONCRETE
EPRI | EPRI NP-5228 | SEISMIC VERIFICATION OF NUCLEAR PLANT EQUIPMENT ANCHORAGE | 1987 | 1.199 | 0 | ANCHORING COMPONENTS AND STRUCTURAL SUPPORTS IN CONCRETE
IEB | IEB 79-02 | PIPE SUPPORT BASE PLATE DESIGNS USING CONCRETE EXPANSION ANCHOR BOLTS | 1979 | 1.199 | 0 | ANCHORING COMPONENTS AND STRUCTURAL SUPPORTS IN CONCRETE
NRC | Unresolved Safety Issue USI A46 | SEISMIC QUALIFICATION OF EQUIPMENT IN OPERATING PLANTS | 1987 | 1.199 | 0 | ANCHORING COMPONENTS AND STRUCTURAL SUPPORTS IN CONCRETE
ASME | ASME BPVC Section III | RULES FOR CONSTRUCTION OF NUCLEAR FACILITY COMPONENTS | Unknown | 1.20 | 3 | COMPREHENSIVE VIBRATION ASSESSMENT PROGRAM FOR REACTOR INTERNALS DURING PREOPERATIONAL AND INITIAL STARTUP TESTING
ASME | ASME RA-S-2002 | STANDARD FOR PROBABILISTIC RISK ASSESSMENT FOR NUCLEAR POWER PLANT APPLICATIONS | 2002 | 1.200 | 2 | AN APPROACH FOR DETERMINING THE TECHNICAL ADEQUACY OF PROBABILISTIC RISK ASSESSMENT RESULTS FOR RISK-INFORMED ACTIVITIES
ASME | ASME RA-Sa-2003 | STANDARD FOR PROBABILISTIC RISK ASSESSMENT FOR NUCLEAR POWER PLANT APPLICATIONS | 2003 | 1.200 | 2 | AN APPROACH FOR DETERMINING THE TECHNICAL ADEQUACY OF PROBABILISTIC RISK ASSESSMENT RESULTS FOR RISK-INFORMED ACTIVITIES
ASME | ASME RA-Sb-2005 | STANDARD FOR PROBABILISTIC RISK ASSESSMENT FOR NUCLEAR POWER PLANT APPLICATIONS | 2005 | 1.200 | 2 | AN APPROACH FOR DETERMINING THE TECHNICAL ADEQUACY OF PROBABILISTIC RISK ASSESSMENT RESULTS FOR RISK-INFORMED ACTIVITIES
ASME | ASME RA-Sc-2007 | STANDARD FOR PROBABILISTIC RISK ASSESSMENT FOR NUCLEAR POWER PLANT APPLICATIONS | 2007 | 1.200 | 2 | AN APPROACH FOR DETERMINING THE TECHNICAL ADEQUACY OF PROBABILISTIC RISK ASSESSMENT RESULTS FOR RISK-INFORMED ACTIVITIES
ASME | ASME/ANS RA-S-2008 | STANDARD FOR PROBABILISTIC RISK ASSESSMENT FOR NUCLEAR POWER PLANT APPLICATIONS | 2008 | 1.200 | 2 | AN APPROACH FOR DETERMINING THE TECHNICAL ADEQUACY OF PROBABILISTIC RISK ASSESSMENT RESULTS FOR RISK-INFORMED ACTIVITIES
ASME | ASME/ANS RA-Sa 2009 | STANDARD FOR LEVEL 1/LARGE EARLY RELEASE FREQUENCY PROBABILISTIC RISK ASSESSMENT FOR NUCLEAR POWER PLANT APPLICATIONS | 2009 | 1.200 | 2 | AN APPROACH FOR DETERMINING THE TECHNICAL ADEQUACY OF PROBABILISTIC RISK ASSESSMENT RESULTS FOR RISK-INFORMED ACTIVITIES
NEI | NEI 00-02 | PROBABILISTIC RISK ASSESSMENT PEER REVIEW PROCESS GUIDANCE | Unknown | 1.200 | 2 | AN APPROACH FOR DETERMINING THE TECHNICAL ADEQUACY OF PROBABILISTIC RISK ASSESSMENT RESULTS FOR RISK-INFORMED ACTIVITIES
NEI | NEI 05-04 | PROCESS FOR PERFORMING FOLLOW-ON PRA PEER REVIEWS USING THE ASME PRA STANDARD | 2008 | 1.200 | 2 | AN APPROACH FOR DETERMINING THE TECHNICAL ADEQUACY OF PROBABILISTIC RISK ASSESSMENT RESULTS FOR RISK-INFORMED ACTIVITIES
NEI | NEI 07-12 | FIRE PROBABILISTIC RISK ASSESSMENT (FPRA) PEER REVIEW PROCESS GUIDELINES | 2008 | 1.200 | 2 | AN APPROACH FOR DETERMINING THE TECHNICAL ADEQUACY OF PROBABILISTIC RISK ASSESSMENT RESULTS FOR RISK-INFORMED ACTIVITIES
NFPA | NFPA 805 | PERFORMANCE-BASED STANDARD FOR FIRE PROTECTION FOR LIGHT-WATER REACTOR ELECTRIC GENERATING PLANTS | 2001 | 1.200 | 2 | AN APPROACH FOR DETERMINING THE TECHNICAL ADEQUACY OF PROBABILISTIC RISK ASSESSMENT RESULTS FOR RISK-INFORMED ACTIVITIES
ASME | ASME RA-S-2002 | STANDARD FOR PROBABILISTIC RISK ASSESSMENT FOR NUCLEAR POWER PLANT APPLICATIONS | 2002 | 1.201 | 1 | GUIDELINES FOR CATEGORIZING STRUCTURES, SYSTEMS, AND COMPONENTS IN NUCLEAR POWER PLANTS ACCORDING TO THEIR SAFETY SIGNIFICANCE
NEI | NEI 00-02 | PROBABILISTIC RISK ASSESSMENT PEER REVIEW PROCESS GUIDANCE | Unknown | 1.201 | 1 | GUIDELINES FOR CATEGORIZING STRUCTURES, SYSTEMS, AND COMPONENTS IN NUCLEAR POWER PLANTS ACCORDING TO THEIR SAFETY SIGNIFICANCE
NEI | NEI 00-04 | 10 CFR 50.69 SSC CATEGORIZATION GUIDE | 2005 | 1.201 | 1 | GUIDELINES FOR CATEGORIZING STRUCTURES, SYSTEMS, AND COMPONENTS IN NUCLEAR POWER PLANTS ACCORDING TO THEIR SAFETY SIGNIFICANCE
IAEA | IAEA Specific Safety Guide No. 34 | DESIGN OF ELECTRICAL POWER SYSTEMS FOR NUCLEAR POWER PLANTS | 2016 | 1.204 | 1 | GUIDELINES FOR LIGHTNING PROTECTION FOR PRODUCTION AND UTILIZATION FACILITIES
IEEE | IEEE Std 1050-1996 | IEEE GUIDE FOR INSTRUMENTATION AND CONTROL EQUIPMENT GROUNDING IN GENERATING STATIONS | 1996 | 1.204 | 0 | GUIDELINES FOR LIGHTNING PROTECTION OF NUCLEAR POWER PLANTS
IEEE | IEEE Std 1050-1996 | IEEE GUIDE FOR INSTRUMENTATION AND CONTROL EQUIPMENT GROUNDING IN GENERATING STATIONS | 1996 | 1.204 | 1 / DG-1409 | GUIDELINES FOR LIGHTNING PROTECTION FOR PRODUCTION AND UTILIZATION FACILITIES
IEEE | IEEE Std 1050-2004 | IEEE GUIDE FOR INSTRUMENTATION AND CONTROL EQUIPMENT GROUNDING IN GENERATING STATIONS | 2004 | 1.204 | 1 | GUIDELINES FOR LIGHTNING PROTECTION FOR PRODUCTION AND UTILIZATION FACILITIES
IEEE | IEEE Std 1050-2004 | IEEE GUIDE FOR INSTRUMENTATION AND CONTROL EQUIPMENT GROUNDING IN GENERATING STATIONS | 2004 | 1.204 | 1 / DG-1409 | GUIDELINES FOR LIGHTNING PROTECTION FOR PRODUCTION AND UTILIZATION FACILITIES
IEEE | IEEE Std 1100-1999 | IEEE RECOMMENDED PRACTICE FOR POWERING AND GROUNDING ELECTRONIC EQUIPMENT (IEEE EMERALD BOOK) (ANSI) | 1999 | 1.204 | 0 | GUIDELINES FOR LIGHTNING PROTECTION OF NUCLEAR POWER PLANTS
IEEE | IEEE Std 142-1991 | IEEE RECOMMENDED PRACTICE FOR GROUNDING OF INDUSTRIAL AND COMMERCIAL POWER SYSTEMS (IEEE GREEN BOOK) | 1991 | 1.204 | 0 | GUIDELINES FOR LIGHTNING PROTECTION OF NUCLEAR POWER PLANTS
IEEE | IEEE Std 367-1996 | IEEE RECOMMENDED PRACTICE FOR DETERMINING THE ELECTRIC POWER STATION GROUNDPOTENTIAL RISE AND INDUCED VOLTAGE FROM A POWER FAULT (ANSI) | 1996 | 1.204 | 0 | GUIDELINES FOR LIGHTNING PROTECTION OF NUCLEAR POWER PLANTS
IEEE | IEEE Std 487-2000 | IEEE RECOMMENDED PRACTICE FOR THE PROTECTION OF WIRE-LINE COMMUNICATION FACILITIES SERVING ELECTRIC SUPPLY LOCATIONS (ANSI) | 2000 | 1.204 | 0 | GUIDELINES FOR LIGHTNING PROTECTION OF NUCLEAR POWER PLANTS
IEEE | IEEE Std 665-1995 | IEEE GUIDE FOR GENERATING STATION GROUNDING | 1995 | 1.204 | 0 | GUIDELINES FOR LIGHTNING PROTECTION OF NUCLEAR POWER PLANTS
IEEE | IEEE Std 665-1995 | IEEE GUIDE FOR GENERATING STATION GROUNDING | 1995 | 1.204 | 1 | GUIDELINES FOR LIGHTNING PROTECTION FOR PRODUCTION AND UTILIZATION FACILITIES
IEEE | IEEE Std 665-1995 | IEEE GUIDE FOR GENERATING STATION GROUNDING | 1995 | 1.204 | 1 / DG-1409 | GUIDELINES FOR LIGHTNING PROTECTION FOR PRODUCTION AND UTILIZATION FACILITIES
IEEE | IEEE Std 666-1991 | IEEE DESIGN GUIDE FOR ELECTRICAL POWER SERVICE SYSTEMS FOR GENERATING STATIONS | 1991 | 1.204 | 0 | GUIDELINES FOR LIGHTNING PROTECTION OF NUCLEAR POWER PLANTS
IEEE | IEEE Std 666-1991 | IEEE DESIGN GUIDE FOR ELECTRICAL POWER SERVICE SYSTEMS FOR GENERATING STATIONS | 1991 | 1.204 | 1 / DG-1409 | GUIDELINES FOR LIGHTNING PROTECTION FOR PRODUCTION AND UTILIZATION FACILITIES
IEEE | IEEE Std 666-2007 | IEEE DESIGN GUIDE FOR ELECTRICAL POWER SYSTEMS FOR GENERATING STATIONS | 2007 | 1.204 | 1 | GUIDELINES FOR LIGHTNING PROTECTION FOR PRODUCTION AND UTILIZATION FACILITIES
IEEE | IEEE Std 666-2007 | IEEE DESIGN GUIDE FOR ELECTRICAL POWER SYSTEMS FOR GENERATING STATIONS | 2007 | 1.204 | 1 / DG-1409 | GUIDELINES FOR LIGHTNING PROTECTION FOR PRODUCTION AND UTILIZATION FACILITIES
IEEE | IEEE Std 80-2000 | IEEE GUIDE FOR SAFETY IN AC SUBSTATION GROUNDING (ANSI) | 2000 | 1.204 | 0 | GUIDELINES FOR LIGHTNING PROTECTION OF NUCLEAR POWER PLANTS
IEEE | IEEE Std 81.2-1991 | IEEE GUIDE FOR MEASUREMENT OF IMPEDANCE AND SAFETY CHARACTERISTICS OF LARGE, EXTENDED OR INTERCONNECTED GROUNDING SYSTEMS | 1991 | 1.204 | 0 | GUIDELINES FOR LIGHTNING PROTECTION OF NUCLEAR POWER PLANTS
IEEE | IEEE Std 81-1983 | IEEE GUIDE FOR MEASURING EARTH RESISTIVITY, GROUND IMPEDANCE, AND EARTH SURFACE POTENTIALS OF A GROUND SYSTEM (ANSI) | 1983 | 1.204 | 0 | GUIDELINES FOR LIGHTNING PROTECTION OF NUCLEAR POWER PLANTS
IEEE | IEEE Std C37.101-1993 | IEEE GUIDE FOR GENERATOR GROUND PROTECTION (ANSI) | 1993 | 1.204 | 0 | GUIDELINES FOR LIGHTNING PROTECTION OF NUCLEAR POWER PLANTS
IEEE | IEEE Std C57.13.3-1983 | IEEE GUIDE FOR THE GROUNDING OF INSTRUMENT TRANSFORMER SECONDARY CIRCUITS AND CASES (ANSI) | 1983 | 1.204 | 0 | GUIDELINES FOR LIGHTNING PROTECTION OF NUCLEAR POWER PLANTS
IEEE | IEEE Std C62.23-1995 | IEEE APPLICATION GUIDE FOR SURGE PROTECTION OF ELECTRIC GENERATING PLANTS | 1995 | 1.204 | 0 | GUIDELINES FOR LIGHTNING PROTECTION OF NUCLEAR POWER PLANTS
IEEE | IEEE Std C62.23-1995 | IEEE APPLICATION GUIDE FOR SURGE PROTECTION OF ELECTRIC GENERATING PLANTS | 1995 | 1.204 | 1 / DG-1409 | GUIDELINES FOR LIGHTNING PROTECTION FOR PRODUCTION AND UTILIZATION FACILITIES
IEEE | IEEE Std C62.23-2017 | IEEE APPLICATION GUIDE FOR SURGE PROTECTION OF ELECTRIC GENERATING PLANTS | 2017 | 1.204 | 1 | GUIDELINES FOR LIGHTNING PROTECTION FOR PRODUCTION AND UTILIZATION FACILITIES
IEEE | IEEE Std C62.23-2017 | IEEE APPLICATION GUIDE FOR SURGE PROTECTION OF ELECTRIC GENERATING PLANTS | 2017 | 1.204 | 1 / DG-1409 | GUIDELINES FOR LIGHTNING PROTECTION FOR PRODUCTION AND UTILIZATION FACILITIES
IEEE | IEEE Std C62.41.1-2002 | IEEE GUIDE ON THE SURGE ENVIRONMENT IN LOW-VOLTAGE (1000 V AND LESS) AC POWER CIRCUITS (ANSI) | 2002 | 1.204 | 0 | GUIDELINES FOR LIGHTNING PROTECTION OF NUCLEAR POWER PLANTS
IEEE | IEEE Std C62.41.2-2002 | IEEE RECOMMENDED PRACTICE ON CHARACTERIZATION OF SURGES IN LOW-VOLTAGE (1000 V OR LESS) AC POWER CIRCUITS | 2002 | 1.204 | 0 | GUIDELINES FOR LIGHTNING PROTECTION OF NUCLEAR POWER PLANTS
IEEE | IEEE Std C62.45-2002 | IEEE GUIDE ON SURGE TESTING FOR EQUIPMENT CONNECTED TO LOW-VOLTAGE AC POWER CIRCUITS | 2002 | 1.204 | 0 | GUIDELINES FOR LIGHTNING PROTECTION OF NUCLEAR POWER PLANTS
IEEE | IEEE Std C62.92.1-2000 | IEEE GUIDE FOR THE APPLICATION OF NEUTRAL GROUNDING IN ELECTRICAL UTILITY SYSTEMS, PART I-INTRODUCTION (ANSI) | 2000 | 1.204 | 0 | GUIDELINES FOR LIGHTNING PROTECTION OF NUCLEAR POWER PLANTS
IEEE | IEEE Std C62.92.2-1989 | IEEE GUIDE FOR THE APPLICATION OF NEUTRAL GROUNDING IN ELECTRICAL UTILITY SYSTEMS, PART II-GROUNDING OF SYNCHRONOUS GENERATOR SYSTEMS (ANSI) | 1989 | 1.204 | 0 | GUIDELINES FOR LIGHTNING PROTECTION OF NUCLEAR POWER PLANTS
IEEE | IEEE Std C62.92.3-1993 | IEEE GUIDE FOR THE APPLICATION OF NEUTRAL GROUNDING IN ELECTRICAL UTILITY SYSTEMS, PART III-GENERATOR AUXILIARY SYSTEMS (ANSI) | 1993 | 1.204 | 0 | GUIDELINES FOR LIGHTNING PROTECTION OF NUCLEAR POWER PLANTS
NFPA | NFPA 780 | STANDARD FOR THE INSTALLATION OF LIGHTNING PROTECTION SYSTEMS | Unknown | 1.204 | 0 | GUIDELINES FOR LIGHTNING PROTECTION OF NUCLEAR POWER PLANTS
NFPA | NFPA 780-2023 | STANDARD FOR THE INSTALLATION OF LIGHTNING PROTECTION SYSTEMS | 2023 | 1.204 | 1 | GUIDELINES FOR LIGHTNING PROTECTION FOR PRODUCTION AND UTILIZATION FACILITIES
UL | UL 96A-2023 | INSTALLATION REQUIREMENTS FOR LIGHTNING PROTECTION SYSTEMS | 2023 | 1.204 | 1 | GUIDELINES FOR LIGHTNING PROTECTION FOR PRODUCTION AND UTILIZATION FACILITIES
UL | Underwriters Laboratories 96A | INSTALLATION REQUIREMENTS FOR LIGHTNING PROTECTION SYSTEMS | 2001 | 1.204 | 0 | GUIDELINES FOR LIGHTNING PROTECTION OF NUCLEAR POWER PLANTS
ASME | ASME/ANS RA-Sa 2009 | STANDARD FOR LEVEL 1/LARGE EARLY RELEASE FREQUENCY PROBABILISTIC RISK ASSESSMENT FOR NUCLEAR POWER PLANT APPLICATIONS | 2009 | 1.205 | 1 | RISK-INFORMED, PERFORMANCE-BASED FIRE PROTECTION FOR EXISTING LIGHT-WATER NUCLEAR POWER PLANTS
ASME | ASME/ANS RA-Sa 2009 | STANDARD FOR LEVEL 1/LARGE EARLY RELEASE FREQUENCY PROBABILISTIC RISK ASSESSMENT FOR NUCLEAR POWER PLANT APPLICATIONS | 2009 | 1.205 | 2 | RISK-INFORMED, PERFORMANCE-BASED FIRE PROTECTION FOR EXISTING LIGHT-WATER NUCLEAR POWER PLANTS
EPRI | EPRI 1011989 | EPRI/NRC-RES FIRE PRA METHODOLOGY FOR NUCLEAR POWER FACILITIES | 2005 | 1.205 | 1 | RISK-INFORMED, PERFORMANCE-BASED FIRE PROTECTION FOR EXISTING LIGHT-WATER NUCLEAR POWER PLANTS
IEEE | IEEE Std 242 | IEEE RECOMMENDED PRACTICES FOR PROTECTION AND COORDINATION OF INDUSTRIAL AND COMMERCIAL POWER SYSTEMS | Unknown | 1.205 | 2 | RISK-INFORMED, PERFORMANCE-BASED FIRE PROTECTION FOR EXISTING LIGHT-WATER NUCLEAR POWER PLANTS
NEI | NEI 00-01 | GUIDANCE FOR POST-FIRE SAFE-SHUTDOWN CIRCUIT ANALYSIS | 2019 | 1.205 | 2 | RISK-INFORMED, PERFORMANCE-BASED FIRE PROTECTION FOR EXISTING LIGHT-WATER NUCLEAR POWER PLANTS
NEI | NEI 04-02 | GUIDANCE FOR IMPLEMENTING A RISK-INFORMED, PERFORMANCE-BASED FIRE PROTECTION PROGRAM UNDER 10 CFR 50.48(C), | 2019 | 1.205 | 2 | RISK-INFORMED, PERFORMANCE-BASED FIRE PROTECTION FOR EXISTING LIGHT-WATER NUCLEAR POWER PLANTS
NFPA | NFPA 70 | NATIONAL ELECTRICAL CODE | Unknown | 1.205 | 2 | RISK-INFORMED, PERFORMANCE-BASED FIRE PROTECTION FOR EXISTING LIGHT-WATER NUCLEAR POWER PLANTS
NFPA | NFPA 805 | PERFORMANCE-BASED STANDARD FOR FIRE PROTECTION FOR LIGHT-WATER REACTOR ELECTRIC GENERATING PLANTS | 2001 | 1.205 | 1 | RISK-INFORMED, PERFORMANCE-BASED FIRE PROTECTION FOR EXISTING LIGHT-WATER NUCLEAR POWER PLANTS
NFPA | NFPA Standard 805 | PERFORMANCE-BASED STANDARD FOR FIRE PROTECTION FOR LIGHT WATER REACTOR ELECTRIC GENERATING PLANTS | 2001 | 1.205 | 2 | RISK-INFORMED, PERFORMANCE-BASED FIRE PROTECTION FOR EXISTING LIGHT-WATER NUCLEAR POWER PLANTS
ACI | ACI 349-2001 | CODE REQUIREMENTS FOR NUCLEAR SAFETY RELATED CONCRETE STRUCTURES | 2001 | 1.206 | 0 | COMBINED LICENSE APPLICATIONS FOR NUCLEAR POWER PLANTS (LWR EDITION)
AISC | ANSI/AISC N690 | SPECIFICATION FOR DESIGN, FABRICATION AND ERECTION OF STRUCTURAL STEEL FOR BUILDINGS | 1994 | 1.206 | 0 | COMBINED LICENSE APPLICATIONS FOR NUCLEAR POWER PLANTS (LWR EDITION)
ANS | ANS 3.2-1976 | ADMINISTRATIVE CONTROLS AND QUALITY ASSURANCE FOR THE OPERATIONAL PHASE OF NUCLEAR POWER PLANTS | 1976 | 1.206 | 0 | COMBINED LICENSE APPLICATIONS FOR NUCLEAR POWER PLANTS (LWR EDITION)
ANS | ANSI/ANS 18.1-1999 | RADIOACTIVE SOURCE TERM FOR NORMAL OPERATION FOR LIGHT WATER REACTORS | 1999 | 1.206 | 0 | COMBINED LICENSE APPLICATIONS FOR NUCLEAR POWER PLANTS (LWR EDITION)
ANS | ANSI/ANS 3.1 | SELECTION AND TRAINING OF NUCLEAR POWER PLANT PERSONNEL | Unknown | 1.206 | 0 | COMBINED LICENSE APPLICATIONS FOR NUCLEAR POWER PLANTS (LWR EDITION)
ANS | ANSI/ANS 40.37-200x | MOBILE LOW-LEVEL RADIOACTIVE WASTE PROCESSING SYSTEMS | Unknown | 1.206 | 0 | COMBINED LICENSE APPLICATIONS FOR NUCLEAR POWER PLANTS (LWR EDITION)
ANS | ANSI/ANS 5.1 | DECAY HEAT POWER | Unknown | 1.206 | 0 | COMBINED LICENSE APPLICATIONS FOR NUCLEAR POWER PLANTS (LWR EDITION)
ANS | ANSI/ANS 58.14-1993 | SAFETY AND PRESSURE INTEGRITY CLASSIFICATION CRITERIA FOR LIGHT WATER REACTORS | 1993 | 1.206 | 0 | COMBINED LICENSE APPLICATIONS FOR NUCLEAR POWER PLANTS (LWR EDITION)
ANS | ANSI/ANS HP-SSC-6.81-1986 | LOCATION AND DESIGN CRITERIA FOR AREA RADIATION MONITORING SYSTEMS FOR LIGHT WATER NUCLEAR REACTORS | 1986 | 1.206 | 0 | COMBINED LICENSE APPLICATIONS FOR NUCLEAR POWER PLANTS (LWR EDITION)
ANSI | ANSI MC 11.1-1976 (ISA-S7.3) | QUALITY STANDARD FOR INSTRUMENT AIR | 1976 | 1.206 | 0 | COMBINED LICENSE APPLICATIONS FOR NUCLEAR POWER PLANTS (LWR EDITION)
ANSI | ANSI N13.1-99 | GUIDE TO SAMPLING AIRBORNE RADIOACTIVE MATERIALS IN NUCLEAR FACILITIES | 1999 | 1.206 | 0 | COMBINED LICENSE APPLICATIONS FOR NUCLEAR POWER PLANTS (LWR EDITION)
ANSI | ANSI N18.7-76 | ADMINISTRATIVE CONTROLS AND QUALITY ASSURANCE FOR THE OPERATIONAL PHASE OF NUCLEAR POWER PLANTS | 1976 | 1.206 | 0 | COMBINED LICENSE APPLICATIONS FOR NUCLEAR POWER PLANTS (LWR EDITION)
ANSI | ANSI N195-1976 | FUEL OIL SYSTEMS FOR SAFETY-RELATED EMERGENCY DIESEL GENERATORS | 1976 | 1.206 | 0 | COMBINED LICENSE APPLICATIONS FOR NUCLEAR POWER PLANTS (LWR EDITION)
ANSI | ANSI N42.18-1980 | SPECIFICATION AND PERFORMANCE OF ON-SITE INSTRUMENTATION FOR CONTINUOUSLY MONITORING RADIOACTIVITY IN EFFLUENTS | 1980 | 1.206 | 0 | COMBINED LICENSE APPLICATIONS FOR NUCLEAR POWER PLANTS (LWR EDITION)
ANSI | ANSI N690-1994 | SPECIFICATION FOR DESIGN, FABRICATION AND ERECTION OF STRUCTURAL STEEL FOR BUILDINGS | 1994 | 1.206 | 0 | COMBINED LICENSE APPLICATIONS FOR NUCLEAR POWER PLANTS (LWR EDITION)
ASME | ANSI/ASME B.31.1.-2001 | POWER PIPING | 2001 | 1.206 | 0 | COMBINED LICENSE APPLICATIONS FOR NUCLEAR POWER PLANTS (LWR EDITION)
ASME | ASME AG-1 | CODE FOR NUCLEAR AIR AND GAS TREATMENT | 1991 | 1.206 | 0 | COMBINED LICENSE APPLICATIONS FOR NUCLEAR POWER PLANTS (LWR EDITION)
ASME | ASME BPVC Section III, Division 2 (ACI 359) | CODE FOR CONCRETE CONTAINMENTS | Unknown | 1.206 | 0 | COMBINED LICENSE APPLICATIONS FOR NUCLEAR POWER PLANTS (LWR EDITION)
ASME | ASME BPVC Section V | NONDESTRUCTIVE EXAMINATION | Unknown | 1.206 | 0 | COMBINED LICENSE APPLICATIONS FOR NUCLEAR POWER PLANTS (LWR EDITION)
ASME | ASME QME-1-2007 | QUALIFICATION OF ACTIVE MECHANICAL EQUIPMENT USED IN NUCLEAR POWER PLANT | 2007 | 1.206 | 1 | APPLICATIONS FOR NUCLEAR POWER PLANTS
ASME | ASME RA-Sb-2005 | STANDARD FOR PROBABILISTIC RISK ASSESSMENT FOR NUCLEAR POWER PLANT APPLICATIONS | 2005 | 1.206 | 0 | COMBINED LICENSE APPLICATIONS FOR NUCLEAR POWER PLANTS (LWR EDITION)
ASTM | ASTM E-185 | SURVEILLANCE TESTS ON STRUCTURAL MATERIALS IN NUCLEAR REACTORS | Unknown | 1.206 | 0 | COMBINED LICENSE APPLICATIONS FOR NUCLEAR POWER PLANTS (LWR EDITION)
DEMA | DEMA 1974 | DIESEL ENGINE MANUFACTURERS ASSOCIATION STANDARD 1974 | 1974 | 1.206 | 0 | COMBINED LICENSE APPLICATIONS FOR NUCLEAR POWER PLANTS (LWR EDITION)
EPRI | EPRI 1002884 | PWR PRIMARY WATER CHEMISTRY GUIDELINES | 2003 | 1.206 | 0 | COMBINED LICENSE APPLICATIONS FOR NUCLEAR POWER PLANTS (LWR EDITION)
EPRI | EPRI NP-3944 | EROSION/CORROSION IN NUCLEAR PLANT STEAM PIPING AND INSPECTION PROGRAM AND GUIDELINES | 1985 | 1.206 | 0 | COMBINED LICENSE APPLICATIONS FOR NUCLEAR POWER PLANTS (LWR EDITION)
EPRI | EPRI NSAC-202L-R2 | RECOMMENDATIONS FOR AN EFFECTIVE FLOW-ACCELERATED CORROSION PROGRAM | 1999 | 1.206 | 0 | COMBINED LICENSE APPLICATIONS FOR NUCLEAR POWER PLANTS (LWR EDITION)
EPRI | EPRI TR-106439 | GUIDANCE ON EVALUATION AND ACCEPTANCE OF COMMERCIAL GRADE DIGITAL EQUIPMENT FOR NUCLEAR SAFETY APPLICATIONS | 1996 | 1.206 | 0 | COMBINED LICENSE APPLICATIONS FOR NUCLEAR POWER PLANTS (LWR EDITION)
IAEA | IAEA Safety Guide No. GS-G-4.1 | FORMAT AND CONTENT OF THE SAFETY ANALYSIS REPORTS FOR NUCLEAR POWER PLANTS | 2004 | 1.206 | 1 | APPLICATIONS FOR NUCLEAR POWER PLANTS
IAEA | IAEA Safety Guide No. GS-G-4.1 | FORMAT AND CONTENT OF THE SAFETY ANALYSIS REPORTS FOR NUCLEAR POWER PLANTS | 2004 | 1.206 | 1 / DG-1325 | APPLICATIONS FOR NUCLEAR POWER PLANTS
IEEE | ANSI/IEEE Std 338 | IEEE STANDARD CRITERIA FOR THE PERIODIC SURVEILLANCE TESTING OF NUCLEAR POWER GENERATING STATION SAFETY SYSTEMS | Unknown | 1.206 | 0 | COMBINED LICENSE APPLICATIONS FOR NUCLEAR POWER PLANTS (LWR EDITION)
IEEE | ANSI/IEEE Std 387-1984 | IEEE STANDARD CRITERIA FOR DIESEL GENERATOR UNITS APPLIED AS STANDBY POWER SUPPLIES FOR NUCLEAR POWER GENERATING STATIONS | 1984 | 1.206 | 0 | COMBINED LICENSE APPLICATIONS FOR NUCLEAR POWER PLANTS (LWR EDITION)
IEEE | IEEE Std 1050 | IEEE GUIDE FOR INSTRUMENTATION AND CONTROL EQUIPMENT GROUNDING IN GENERATING STATIONS | 1989 | 1.206 | 0 | COMBINED LICENSE APPLICATIONS FOR NUCLEAR POWER PLANTS (LWR EDITION)
IEEE | IEEE Std 279-1971 | CRITERIA FOR PROTECTION SYSTEMS FOR NUCLEAR POWER GENERATING STATIONS | 1971 | 1.206 | 0 | COMBINED LICENSE APPLICATIONS FOR NUCLEAR POWER PLANTS (LWR EDITION)
IEEE | IEEE Std 308 | IEEE STANDARD CRITERIA FOR CLASS 1E POWER SYSTEMS FOR NUCLEAR POWER GENERATING STATIONS | Unknown | 1.206 | 0 | COMBINED LICENSE APPLICATIONS FOR NUCLEAR POWER PLANTS (LWR EDITION)
IEEE | IEEE Std 317 | IEEE STANDARD FOR ELECTRIC PENETRATION ASSEMBLIES IN CONTAINMENT STRUCTURES FOR NUCLEAR POWER GENERATING STATIONS | Unknown | 1.206 | 0 | COMBINED LICENSE APPLICATIONS FOR NUCLEAR POWER PLANTS (LWR EDITION)
IEEE | IEEE Std 338 | STANDARD CRITERIA FOR THE PERIODIC SURVEILLANCE TESTING OF NUCLEAR POWER GENERATING STATION SAFETY SYSTEMS | Unknown | 1.206 | 0 | COMBINED LICENSE APPLICATIONS FOR NUCLEAR POWER PLANTS (LWR EDITION)
IEEE | IEEE Std 338-1987 | STANDARD CRITERIA FOR THE PERIODIC SURVEILLANCE TESTING OF NUCLEAR POWER GENERATING STATION SAFETY SYSTEMS | 1987 | 1.206 | 0 | COMBINED LICENSE APPLICATIONS FOR NUCLEAR POWER PLANTS (LWR EDITION)
IEEE | IEEE Std 379 | IEEE TRIAL-USE GUIDE FOR THE APPLICATION OF SINGLE-FAILURE CRITERION TO NUCLEAR POWER GENERATING STATION PROTECTION SYSTEMS | Unknown | 1.206 | 0 | COMBINED LICENSE APPLICATIONS FOR NUCLEAR POWER PLANTS (LWR EDITION)
IEEE | IEEE Std 384 | IEEE STANDARD CRITERIA FOR INDEPENDENCE OF CLASS 1E EQUIPMENT AND CIRCUITS | Unknown | 1.206 | 0 | COMBINED LICENSE APPLICATIONS FOR NUCLEAR POWER PLANTS (LWR EDITION)
IEEE | IEEE Std 387 | IEEE STANDARD CRITERIA FOR DIESEL-GENERATOR UNITS APPLIED AS STANDBY POWER SUPPLIES FOR ONSITE ELECTRIC POWER SYSTEMS AT NUCLEAR POWER GENERATING STATIONS | 1984 | 1.206 | 0 | COMBINED LICENSE APPLICATIONS FOR NUCLEAR POWER PLANTS (LWR EDITION)
IEEE | IEEE Std 387-1984 | IEEE STANDARD CRITERIA FOR DIESEL-GENERATOR UNITS APPLIED AS STANDBY POWER SUPPLIES FOR ONSITE ELECTRIC POWER SYSTEMS AT NUCLEAR POWER GENERATING STATIONS | 1984 | 1.206 | 0 | COMBINED LICENSE APPLICATIONS FOR NUCLEAR POWER PLANTS (LWR EDITION)
IEEE | IEEE Std 450 | IEEE RECOMMENDED PRACTICE FOR MAINTENANCE, TESTING AND REPLACEMENT OF LARGE LEAD STORAGE BATTERIES FOR GENERATING STATIONS AND SUBSTATIONS | Unknown | 1.206 | 0 | COMBINED LICENSE APPLICATIONS FOR NUCLEAR POWER PLANTS (LWR EDITION)
IEEE | IEEE Std 484 | IEEE RECOMMENDED PRACTICE FOR INSTALLATION, DESIGN AND INSTALLATION OF LARGE LEAD STORAGE BATTERIES FOR GENERATING STATIONS AND SUBSTATIONS | Unknown | 1.206 | 0 | COMBINED LICENSE APPLICATIONS FOR NUCLEAR POWER PLANTS (LWR EDITION)
IEEE | IEEE Std 519 | IEEE RECOMMENDED PRACTICES AND REQUIREMENTS FOR CONTROL IN ELECTRICAL POWER SYSTEMS | Unknown | 1.206 | 0 | COMBINED LICENSE APPLICATIONS FOR NUCLEAR POWER PLANTS (LWR EDITION)
IEEE | IEEE Std 535 | IEEE STANDARD FOR QUALIFICATION OF CLASS 1E LEAD STORAGE BATTERIES FOR NUCLEAR POWER GENERATING SYSTEMS | Unknown | 1.206 | 0 | COMBINED LICENSE APPLICATIONS FOR NUCLEAR POWER PLANTS (LWR EDITION)
IEEE | IEEE Std 603-1991 | CRITERIA FOR SAFETY SYSTEMS FOR NUCLEAR POWER GENERATING STATIONS | 1991 | 1.206 | 0 | COMBINED LICENSE APPLICATIONS FOR NUCLEAR POWER PLANTS (LWR EDITION)
IEEE | IEEE Std 665-1995 | IEEE GUIDE FOR GENERATING STATION GROUNDING | 1995 | 1.206 | 0 | COMBINED LICENSE APPLICATIONS FOR NUCLEAR POWER PLANTS (LWR EDITION)
IEEE | IEEE Std 666-1991 | IEEE DESIGN GUIDE FOR ELECTRICAL POWER SERVICE SYSTEMS FOR GENERATING STATIONS | 1991 | 1.206 | 0 | COMBINED LICENSE APPLICATIONS FOR NUCLEAR POWER PLANTS (LWR EDITION)
IEEE | IEEE Std 7-4.3.2-2003 | STANDARD CRITERIA FOR DIGITAL COMPUTERS IN SAFETY SYSTEMS OF NUCLEAR POWER GENERATING STATIONS | 2003 | 1.206 | 0 | COMBINED LICENSE APPLICATIONS FOR NUCLEAR POWER PLANTS (LWR EDITION)
IEEE | IEEE Std 741 | CRITERIA FOR THE PROTECTION OF CLASS 1E POWER SYSTEMS AND EQUIPMENT IN NUCLEAR POWER GENERATING STATIONS | Unknown | 1.206 | 0 | COMBINED LICENSE APPLICATIONS FOR NUCLEAR POWER PLANTS (LWR EDITION)
IEEE | IEEE Std C62.23 | IEEE APPLICATION GUIDE FOR SURGE PROTECTION OF ELECTRIC GENERATING PLANTS | Unknown | 1.206 | 0 | COMBINED LICENSE APPLICATIONS FOR NUCLEAR POWER PLANTS (LWR EDITION)
IEEE | IEEE/EIA 12207.0-1996 | IEEE/EIA STANDARD INDUSTRY IMPLEMENTATION OF INTERNATIONAL STANDARD ISO/IEC 12207: 1995 (ISO/IEC 12207) STANDARD FOR INFORMATION TECHNOLOGY SOFTWARE LIFE CYCLE PROCESSES | 1996 | 1.206 | 0 | COMBINED LICENSE APPLICATIONS FOR NUCLEAR POWER PLANTS (LWR EDITION)
NEI | NEI 10-7 | INDUSTRY GUIDELINES FOR EFFECTIVE PRE-APPLICATION INTERACTIONS WITH AGENCIES OTHER THAN THE U.S. NUCLEAR REGULATORY COMMISSION DURING THE EARLY SITE PERMIT PROCESS | 2013 | 1.206 | 1 | APPLICATIONS FOR NUCLEAR POWER PLANTS
NEI | NEI 10-7 | INDUSTRY GUIDELINES FOR EFFECTIVE PRE-APPLICATION INTERACTIONS WITH AGENCIES OTHER THAN THE U.S. NUCLEAR REGULATORY COMMISSION DURING THE EARLY SITE PERMIT PROCESS | 2013 | 1.206 | 1 / DG-1325 | APPLICATIONS FOR NUCLEAR POWER PLANTS
NEI | NEI 15-02 Draft A of Revision 0 | INDUSTRY GUIDELINE FOR THE DEVELOPMENT OF TIER 1 AND ITAAC UNDER 10 CFR PART 52 | 2015 | 1.206 | 1 | APPLICATIONS FOR NUCLEAR POWER PLANTS
NEI | NEI 15-02 Draft A of Revision 0 | INDUSTRY GUIDELINE FOR THE DEVELOPMENT OF TIER 1 AND ITAAC UNDER 10 CFR PART 52 | 2015 | 1.206 | 1 / DG-1325 | APPLICATIONS FOR NUCLEAR POWER PLANTS
NEI | NEI 96-07 | GUIDELINES FOR 10 CFR 50.59 EVALUATIONS | 2000 | 1.206 | 0 | COMBINED LICENSE APPLICATIONS FOR NUCLEAR POWER PLANTS (LWR EDITION)
NEI | NEI 99-01 | METHODOLOGY FOR DEVELOPMENT OF EMERGENCY ACTION LEVELS | 2003 | 1.206 | 0 | COMBINED LICENSE APPLICATIONS FOR NUCLEAR POWER PLANTS (LWR EDITION)
NFPA | NFPA 806 | PERFORMANCE BASED STANDARD FOR FIRE PROTECTION FOR ADVANCED NUCLEAR REACTOR ELECTRIC GENERATING PLANTS | Unknown | 1.206 | 0 | COMBINED LICENSE APPLICATIONS FOR NUCLEAR POWER PLANTS (LWR EDITION)
NRC | Review Standard RS-002 | PROCESSING APPLICATIONS FOR EARLY SITE PERMITS | 2004 | 1.206 | 0 | COMBINED LICENSE APPLICATIONS FOR NUCLEAR POWER PLANTS (LWR EDITION)
ASME | ASME BPVC Section III | RULES FOR CONSTRUCTION OF NUCLEAR POWER PLANT COMPONENTS | 1992 | 1.207 | 0 | GUIDELINES FOR EVALUATING FATIGUE ANALYSES INCORPORATING THE LIFE REDUCTION OF METAL COMPONENTS DUE TO THE EFFECTS OF THE LIGHT-WATER REACTOR ENVIRONMENT FOR NEW REACTORS
ASME | ASME BPVC Section III | RULES FOR CONSTRUCTION OF NUCLEAR FACILITY COMPONENTS | 2013 | 1.207 | 1 | GUIDELINES FOR EVALUATING THE EFFECTS OF LIGHT-WATER REACTOR WATER ENVIRONMENTS IN FATIGUE ANALYSES OF METAL COMPONENTS
ASCE | ASCE/SEI 43-05 | SEISMIC DESIGN CRITERIA FOR STRUCTURES, SYSTEMS, AND COMPONENTS IN NUCLEAR FACILITIES | 2005 | 1.208 | 0 | A PERFORMANCE-BASED APPROACH TO DEFINE THE SITE-SPECIFIC EARTHQUAKE GROUND MOTION
EPRI | EPRI NP-4726 | PROBABILISTIC SEISMIC HAZARD EVALUATIONS AT NUCLEAR POWER PLANT SITES IN THE CENTRAL AND EASTERN UNITED STATES | 1989 | 1.208 | 0 | A PERFORMANCE-BASED APPROACH TO DEFINE THE SITE-SPECIFIC EARTHQUAKE GROUND MOTION
EPRI | EPRI Report No. 1009684 | CEUS GROUND MOTION PROJECT FINAL REPORT | 2004 | 1.208 | 0 | A PERFORMANCE-BASED APPROACH TO DEFINE THE SITE-SPECIFIC EARTHQUAKE GROUND MOTION
EPRI | EPRI Report No. 1012965 | PROGRAM ON TECHNOLOGY INNOVATION: USE OF MINIMUM CAV IN DETERMINING EFFECTS OF SMALL MAGNITUDE EARTHQUAKES ON SEISMIC HAZARD ANALYSES | 2005 | 1.208 | 0 | A PERFORMANCE-BASED APPROACH TO DEFINE THE SITE-SPECIFIC EARTHQUAKE GROUND MOTION
EPRI | EPRI Report No. 1013105 | PROGRAM ON TECHNOLOGY INNOVATION: TRUNCATION OF THE LOGNORMAL DISTRIBUTION AND VALUE OF THE STANDARD DEVIATION FOR GROUND MOTION MODELS IN THE CENTRAL AND EASTERN UNITED STATES | 2006 | 1.208 | 0 | A PERFORMANCE-BASED APPROACH TO DEFINE THE SITE-SPECIFIC EARTHQUAKE GROUND MOTION
EPRI | EPRI TR-102261-V1 | THE EARTHQUAKES OF STABLE CONTINENTAL REGIONS | 1994 | 1.208 | 0 | A PERFORMANCE-BASED APPROACH TO DEFINE THE SITE-SPECIFIC EARTHQUAKE GROUND MOTION
EPRI | EPRI TR-102293 | GUIDELINES FOR DETERMINING DESIGN-BASIS GROUND MOTIONS | 1993 | 1.208 | 0 | A PERFORMANCE-BASED APPROACH TO DEFINE THE SITE-SPECIFIC EARTHQUAKE GROUND MOTION
EPRI | EPRI TR-102323 | GUIDELINES FOR ELECTROMAGNETIC INTERFERENCE TESTING IN POWER PLANTS | 1994 | 1.209 | 0 | GUIDELINES FOR ENVIRONMENTAL QUALIFICATION OF SAFETY-RELATED COMPUTER-BASED INSTRUMENTATION AND CONTROL SYSTEMS IN NUCLEAR POWER PLANTS
EPRI | EPRI TR-107330 | GENERIC REQUIREMENTS SPECIFICATION FOR QUALIFYING COMMERCIALLY AVAILABLE PLC FOR SAFETY-RELATED APPLICATIONS IN NUCLEAR POWER PLANTS | 1998 | 1.209 | 0 | GUIDELINES FOR ENVIRONMENTAL QUALIFICATION OF SAFETY-RELATED COMPUTER-BASED INSTRUMENTATION AND CONTROL SYSTEMS IN NUCLEAR POWER PLANTS
IEEE | IEEE Std 279-1971 | CRITERIA FOR PROTECTION SYSTEMS FOR NUCLEAR POWER GENERATING STATIONS | 1971 | 1.209 | 0 | GUIDELINES FOR ENVIRONMENTAL QUALIFICATION OF SAFETY-RELATED COMPUTER-BASED INSTRUMENTATION AND CONTROL SYSTEMS IN NUCLEAR POWER PLANTS
IEEE | IEEE Std 323-1974 | IEEE STANDARD FOR QUALIFYING CLASS IE EQUIPMENT FOR NUCLEAR POWER GENERATING STATIONS | 1974 | 1.209 | 0 | GUIDELINES FOR ENVIRONMENTAL QUALIFICATION OF SAFETY-RELATED COMPUTER-BASED INSTRUMENTATION AND CONTROL SYSTEMS IN NUCLEAR POWER PLANTS
IEEE | IEEE Std 323-1983 | IEEE STANDARD FOR QUALIFYING CLASS IE EQUIPMENT FOR NUCLEAR POWER GENERATING STATIONS | 1983 | 1.209 | 0 | GUIDELINES FOR ENVIRONMENTAL QUALIFICATION OF SAFETY-RELATED COMPUTER-BASED INSTRUMENTATION AND CONTROL SYSTEMS IN NUCLEAR POWER PLANTS
IEEE | IEEE Std 323-2003 | IEEE STANDARD FOR QUALIFYING CLASS IE EQUIPMENT FOR NUCLEAR POWER GENERATING STATIONS | 2003 | 1.209 | 0 | GUIDELINES FOR ENVIRONMENTAL QUALIFICATION OF SAFETY-RELATED COMPUTER-BASED INSTRUMENTATION AND CONTROL SYSTEMS IN NUCLEAR POWER PLANTS
IEEE | IEEE Std 603-1991 | CRITERIA FOR SAFETY SYSTEMS FOR NUCLEAR POWER GENERATING STATIONS | 1991 | 1.209 | 0 | GUIDELINES FOR ENVIRONMENTAL QUALIFICATION OF SAFETY-RELATED COMPUTER-BASED INSTRUMENTATION AND CONTROL SYSTEMS IN NUCLEAR POWER PLANTS
IEEE | IEEE Std 7-4.3.2-1993 | STANDARD CRITERIA FOR DIGITAL COMPUTERS IN SAFETY SYSTEMS OF NUCLEAR POWER GENERATING STATIONS | 1993 | 1.209 | 0 | GUIDELINES FOR ENVIRONMENTAL QUALIFICATION OF SAFETY-RELATED COMPUTER-BASED INSTRUMENTATION AND CONTROL SYSTEMS IN NUCLEAR POWER PLANTS
IEEE | IEEE Std 7-4.3.2-2003 | STANDARD CRITERIA FOR DIGITAL COMPUTERS IN SAFETY SYSTEMS OF NUCLEAR POWER GENERATING STATIONS | 2003 | 1.209 | 0 | GUIDELINES FOR ENVIRONMENTAL QUALIFICATION OF SAFETY-RELATED COMPUTER-BASED INSTRUMENTATION AND CONTROL SYSTEMS IN NUCLEAR POWER PLANTS
ANS | ANSI/ANS 2.17-2009 | EVALUATION OF SUBSURFACE RADIONUCLIDE TRANSPORT AT COMMERCIAL NUCLEAR POWER PRODUCTION FACILITIES | 2009 | 1.21 | 2 | MEASURING, EVALUATING, AND REPORTING RADIOACTIVE MATERIAL IN LIQUID AND GASEOUS EFFLUENTS AND SOLID WASTE
ANS | ANSI/ANS 2.17-2009 | EVALUATION OF SUBSURFACE RADIONUCLIDE TRANSPORT AT COMMERCIAL NUCLEAR POWER PRODUCTION FACILITIES | 2009 | 1.21 | 3 | MEASURING, EVALUATING, AND REPORTING RADIOACTIVE MATERIAL IN LIQUID AND GASEOUS EFFLUENTS AND SOLID WASTE
ANSI | ANSI N13.30-96 | PERFORMANCE CRITERIA FOR RADIOBIOASSAY | 1996 | 1.21 | 2 | MEASURING, EVALUATING, AND REPORTING RADIOACTIVE MATERIAL IN LIQUID AND GASEOUS EFFLUENTS AND SOLID WASTE
ANSI | ANSI N320-1978 | PERFORMANCE SPECIFICATIONS FOR REACTOR EMERGENCY RADIOLOGICAL MONITORING INSTRUMENTATION | 1978 | 1.21 | 3 | MEASURING, EVALUATING, AND REPORTING RADIOACTIVE MATERIAL IN LIQUID AND GASEOUS EFFLUENTS AND SOLID WASTE
ANSI | ANSI N323C-2009 | RADIATION PROTECTION INSTRUMENTATION TEST AND CALIBRATION - AIR MONITORING INSTRUMENTS | 2009 | 1.21 | 3 | MEASURING, EVALUATING, AND REPORTING RADIOACTIVE MATERIAL IN LIQUID AND GASEOUS EFFLUENTS AND SOLID WASTE
ANSI | ANSI N42.14-1999 | CALIBRATION AND USE OF GERMANIUM SPECTROMETERS FOR THE MEASUREMENT OF GAMMA-RAY EMISSION RATES OF RADIONUCLIDES | 1999 | 1.21 | 2 | MEASURING, EVALUATING, AND REPORTING RADIOACTIVE MATERIAL IN LIQUID AND GASEOUS EFFLUENTS AND SOLID WASTE
ANSI | ANSI N42.18-2004 | SPECIFICATION AND PERFORMANCE OF ON-SITE INSTRUMENTATION FOR CONTINUOUSLY MONITORING RADIOACTIVITY IN EFFLUENTS | 2004 | 1.21 | 3 | MEASURING, EVALUATING, AND REPORTING RADIOACTIVE MATERIAL IN LIQUID AND GASEOUS EFFLUENTS AND SOLID WASTE
ANSI | ANSI N42.18-2004, | SPECIFICATION AND PERFORMANCE OF ON-SITE INSTRUMENTATION FOR CONTINUOUSLY MONITORING RADIOACTIVITY IN EFFLUENTS | 2004 | 1.21 | 2 | MEASURING, EVALUATING, AND REPORTING RADIOACTIVE MATERIAL IN LIQUID AND GASEOUS EFFLUENTS AND SOLID WASTE
ANSI | ANSI N42.22-2006 | TRACEABILITY OF RADIOACTIVE SOURCES TO THE NATIONAL INSTITUTE OF STANDARDS AND TECHNOLOGY (NIST) AND ASSOCIATED INSTRUMENT QUALITY CONTROL | 2006 | 1.21 | 3 | MEASURING, EVALUATING, AND REPORTING RADIOACTIVE MATERIAL IN LIQUID AND GASEOUS EFFLUENTS AND SOLID WASTE
ANSI | ANSI N42.54-2018 | INSTRUMENTATION AND SYSTEMS FOR MONITORING RADIOACTIVITY | 2018 | 1.21 | 3 | MEASURING, EVALUATING, AND REPORTING RADIOACTIVE MATERIAL IN LIQUID AND GASEOUS EFFLUENTS AND SOLID WASTE
ANSI | ANSI N545-1975 | PERFORMANCE, TESTING, AND PROCEDURAL SPECIFICATIONS FOR THERMOLUMINESCENCE DOSIMETRY (ENVIRONMENTAL APPLICATIONS) | 1975 | 1.21 | 2 | MEASURING, EVALUATING, AND REPORTING RADIOACTIVE MATERIAL IN LIQUID AND GASEOUS EFFLUENTS AND SOLID WASTE
ASTM | ASTM D 3370-07 | STANDARD PRACTICES FOR SAMPLING WATER FROM CLOSED CONDUITS | 2007 | 1.21 | 2 | MEASURING, EVALUATING, AND REPORTING RADIOACTIVE MATERIAL IN LIQUID AND GASEOUS EFFLUENTS AND SOLID WASTE
ASTM | ASTM D3370 - 18 | STANDARD PRACTICES FOR SAMPLING WATER FROM FLOWING PROCESS STREAMS | 2007 | 1.21 | 3 | MEASURING, EVALUATING, AND REPORTING RADIOACTIVE MATERIAL IN LIQUID AND GASEOUS EFFLUENTS AND SOLID WASTE
ASTM | ASTM E29 | PRACTICE FOR USING SIGNIFICANT DIGITS IN TEST DATA TO DETERMINE CONFORMANCE WITH SPECIFICATIONS | Unknown | 1.21 | 3 | MEASURING, EVALUATING, AND REPORTING RADIOACTIVE MATERIAL IN LIQUID AND GASEOUS EFFLUENTS AND SOLID WASTE
ASTM | ASTM E-29 | PRACTICE FOR USING SIGNIFICANT DIGITS IN TEST DATA TO DETERMINE CONFORMANCE WITH SPECIFICATIONS | Unknown | 1.21 | 2 | MEASURING, EVALUATING, AND REPORTING RADIOACTIVE MATERIAL IN LIQUID AND GASEOUS EFFLUENTS AND SOLID WASTE
HPS | ANSI/HPS N13.11-2009 | AMERICAN NATIONAL STANDARD FOR DOSIMETRY PERSONNEL DOSIMETRY PERFORMANCE CRITERIA FOR TESTING | 2009 | 1.21 | 2 | MEASURING, EVALUATING, AND REPORTING RADIOACTIVE MATERIAL IN LIQUID AND GASEOUS EFFLUENTS AND SOLID WASTE
HPS | ANSI/HPS N13.11-2009 | AMERICAN NATIONAL STANDARD FOR DOSIMETRY PERSONNEL DOSIMETRY PERFORMANCE CRITERIA FOR TESTING | 2009 | 1.21 | 3 | MEASURING, EVALUATING, AND REPORTING RADIOACTIVE MATERIAL IN LIQUID AND GASEOUS EFFLUENTS AND SOLID WASTE
HPS | ANSI/HPS N13.1-1999 | SAMPLING AND MONITORING RELEASES OF AIRBORNE RADIOACTIVE SUBSTANCES FROM THE STACKS AND DUCTS OF NUCLEAR FACILITIES | 1999 | 1.21 | 2 | MEASURING, EVALUATING, AND REPORTING RADIOACTIVE MATERIAL IN LIQUID AND GASEOUS EFFLUENTS AND SOLID WASTE
HPS | ANSI/HPS N13.1-2011 | SAMPLING AND MONITORING RELEASES OF AIRBORNE RADIOACTIVE SUBSTANCES FROM THE STACKS AND DUCTS OF NUCLEAR FACILITIES | 2011 | 1.21 | 3 | MEASURING, EVALUATING, AND REPORTING RADIOACTIVE MATERIAL IN LIQUID AND GASEOUS EFFLUENTS AND SOLID WASTE
HPS | ANSI/HPS N13.37-2014 | ENVIRONMENTAL DOSIMETRY—CRITERIA FOR SYSTEM DESIGN AND IMPLEMENTATION | 2014 | 1.21 | 3 | MEASURING, EVALUATING, AND REPORTING RADIOACTIVE MATERIAL IN LIQUID AND GASEOUS EFFLUENTS AND SOLID WASTE
IAEA | IAEA GSG RS-G-1.8 | ENVIRONMENTAL AND SOURCE MONITORING FOR PURPOSES OF RADIATION PROTECTION | 2005 | 1.21 | 3 | MEASURING, EVALUATING, AND REPORTING RADIOACTIVE MATERIAL IN LIQUID AND GASEOUS EFFLUENTS AND SOLID WASTE
IAEA | IAEA GSG-8 | RADIATION PROTECTION OF THE PUBLIC AND THE ENVIRONMENT | 2018 | 1.21 | 3 | MEASURING, EVALUATING, AND REPORTING RADIOACTIVE MATERIAL IN LIQUID AND GASEOUS EFFLUENTS AND SOLID WASTE
IAEA | IAEA GSG-9 | REGULATORY CONTROL OF RADIOACTIVE DISCHARGES TO THE ENVIRONMENT | 2018 | 1.21 | 3 | MEASURING, EVALUATING, AND REPORTING RADIOACTIVE MATERIAL IN LIQUID AND GASEOUS EFFLUENTS AND SOLID WASTE
IAEA | IAEA NP-T-3.16 | ACCIDENT MONITORING SYSTEMS FOR NUCLEAR POWER PLANTS | 2015 | 1.21 | 3 | MEASURING, EVALUATING, AND REPORTING RADIOACTIVE MATERIAL IN LIQUID AND GASEOUS EFFLUENTS AND SOLID WASTE
IAEA | IAEA Safety Guide No. WS-G-3.1 | REMEDIATION PROCESS FOR AREAS AFFECTED BY PAST ACTIVITIES AND ACCIDENTS | 2007 | 1.21 | 3 | MEASURING, EVALUATING, AND REPORTING RADIOACTIVE MATERIAL IN LIQUID AND GASEOUS EFFLUENTS AND SOLID WASTE
IAEA | IAEA Specific Safety Guide No. NS-G-3.2 | DISPERSION OF RADIOACTIVE MATERIAL IN AIR AND WATER AND CONSIDERATION OF POPULATION DISTRIBUTION IN SITE EVALUATION FOR NUCLEAR POWER PLANTS | 2002 | 1.21 | 3 | MEASURING, EVALUATING, AND REPORTING RADIOACTIVE MATERIAL IN LIQUID AND GASEOUS EFFLUENTS AND SOLID WASTE
IAEA | IAEA TECDOC-482 | PREVENTION AND MITIGATION OF GROUNDWATER CONTAMINATION FROM RADIOACTIVE RELEASES | 1988 | 1.21 | 3 | MEASURING, EVALUATING, AND REPORTING RADIOACTIVE MATERIAL IN LIQUID AND GASEOUS EFFLUENTS AND SOLID WASTE
IAEA | IAEA Technical Report Series Number 421 | MANAGEMENT OF WASTE CONTAINING TRITIUM AND CARBON-14,” TECHNICAL REPORT SERIES NUMBER 421 | 2004 | 1.21 | 3 | MEASURING, EVALUATING, AND REPORTING RADIOACTIVE MATERIAL IN LIQUID AND GASEOUS EFFLUENTS AND SOLID WASTE
IEEE | IEEE Std 497-2002 | IEEE STANDARD CRITERIA FOR ACCIDENT MONITORING INSTRUMENTATION FOR NUCLEAR POWER GENERATING STATIONS | 2002 | 1.21 | 3 | MEASURING, EVALUATING, AND REPORTING RADIOACTIVE MATERIAL IN LIQUID AND GASEOUS EFFLUENTS AND SOLID WASTE
IEEE | IEEE Std 497-2016 | IEEE STANDARD CRITERIA FOR ACCIDENT MONITORING INSTRUMENTATION FOR NUCLEAR POWER GENERATING STATIONS | 2016 | 1.21 | 3 | MEASURING, EVALUATING, AND REPORTING RADIOACTIVE MATERIAL IN LIQUID AND GASEOUS EFFLUENTS AND SOLID WASTE
NCSL | ANSI/NCSL Z540-2-1997 | AMERICAN NATIONAL STANDARD FOR EXPRESSING UNCERTAINTY—U.S. GUIDE TO THE EXPRESSION OF UNCERTAINTY IN MEASUREMENT | 1997 | 1.21 | 2 | MEASURING, EVALUATING, AND REPORTING RADIOACTIVE MATERIAL IN LIQUID AND GASEOUS EFFLUENTS AND SOLID WASTE
NEI | NEI 07-07 R1 | INDUSTRY GROUNDWATER PROTECTION INITIATIVE—FINAL GUIDANCE DOCUMENT | 2007 | 1.21 | 3 | MEASURING, EVALUATING, AND REPORTING RADIOACTIVE MATERIAL IN LIQUID AND GASEOUS EFFLUENTS AND SOLID WASTE
NIST | NIST Technical Note 1297 | GUIDELINES FOR EVALUATING AND EXPRESSING THE UNCERTAINTY OF NIST MEASUREMENT RESULTS | 1994 | 1.21 | 2 | MEASURING, EVALUATING, AND REPORTING RADIOACTIVE MATERIAL IN LIQUID AND GASEOUS EFFLUENTS AND SOLID WASTE
IEEE | IEEE Std 344-2004 | IEEE RECOMMENDED PRACTICE FOR SEISMIC QUALIFICATION OF CLASS 1E EQUIPMENT FOR NUCLEAR POWER GENERATING STATIONS | 2004 | 1.210 | 0 | QUALIFICATION OF SAFETY-RELATED BATTERY CHARGERS AND INVERTERS FOR NUCLEAR POWER PLANTS
IEEE | IEEE Std 650-2006 | IEEE STANDARD FOR QUALIFICATION OF CLASS 1E STATIC BATTERY CHARGERS AND INVERTERS FOR NUCLEAR POWER GENERATING STATIONS | 2006 | 1.210 | 0 | QUALIFICATION OF SAFETY-RELATED BATTERY CHARGERS AND INVERTERS FOR NUCLEAR POWER PLANTS
IEEE | IEEE Std 383-2003 | IEEE STANDARD FOR TYPE TEST OF CLASS IE ELECTRIC CABLES, FIELD SPLICES, AND CONNECTIONS FOR NUCLEAR POWER GENERATING STATIONS | 2003 | 1.211 | 0 | QUALIFICATION OF SAFETY-RELATED CABLES AND FIELD SPLICES FOR NUCLEAR POWER PLANTS
IEEE | IEEE Std 1184-1994 | IEEE GUIDE FOR BATTERIES FOR UNINTERRUPTIBLE POWER SUPPLY SYSTEMS | 1994 | 1.212 | 0 | SIZING OF LARGE LEAD-ACID STORAGE BATTERIES
IEEE | IEEE Std 308-1980 | IEEE STANDARD CRITERIA FOR CLASS 1E POWER SYSTEMS FOR NUCLEAR POWER GENERATING STATIONS | 1980 | 1.212 | 0 | SIZING OF LARGE LEAD-ACID STORAGE BATTERIES
IEEE | IEEE Std 308-2001 | IEEE STANDARD CRITERIA FOR CLASS 1E POWER SYSTEMS FOR NUCLEAR POWER GENERATING STATIONS | 2001 | 1.212 | 0 | SIZING OF LARGE LEAD-ACID STORAGE BATTERIES
IEEE | IEEE Std 344-1987 | IEEE STANDARD FOR SEISMIC QUALIFICATION OF EQUIPMENT FOR NUCLEAR POWER GENERATING STATIONS | 1987 | 1.212 | 0 | SIZING OF LARGE LEAD-ACID STORAGE BATTERIES
IEEE | IEEE Std 384-1992 | IEEE STANDARD CRITERIA FOR INDEPENDENCE OF CLASS 1E EQUIPMENT AND CIRCUITS | 1992 | 1.212 | 0 | SIZING OF LARGE LEAD-ACID STORAGE BATTERIES
IEEE | IEEE Std 450-2002 | IEEE RECOMMENDED PRACTICE FOR MAINTENANCE, TESTING AND REPLACEMENT OF LARGE LEAD STORAGE BATTERIES FOR GENERATING STATIONS AND SUBSTATIONS | 2002 | 1.212 | 0 | SIZING OF LARGE LEAD-ACID STORAGE BATTERIES
IEEE | IEEE Std 484-1981 | IEEE RECOMMENDED PRACTICE FOR INSTALLATION, DESIGN AND INSTALLATION OF LARGE LEAD STORAGE BATTERIES FOR GENERATING STATIONS AND SUBSTATIONS | 1981 | 1.212 | 0 | SIZING OF LARGE LEAD-ACID STORAGE BATTERIES
IEEE | IEEE Std 484-1996 | IEEE RECOMMENDED PRACTICE FOR INSTALLATION, DESIGN AND INSTALLATION OF LARGE LEAD STORAGE BATTERIES FOR GENERATING STATIONS AND SUBSTATIONS | 1996 | 1.212 | 0 | SIZING OF LARGE LEAD-ACID STORAGE BATTERIES
IEEE | IEEE Std 484-2002 | IEEE RECOMMENDED PRACTICE FOR INSTALLATION, DESIGN AND INSTALLATION OF LARGE LEAD STORAGE BATTERIES FOR GENERATING STATIONS AND SUBSTATIONS | 2002 | 1.212 | 0 | SIZING OF LARGE LEAD-ACID STORAGE BATTERIES
IEEE | IEEE Std 485-1978 | IEEE RECOMMENDED PRACTICE FOR SIZING OF LEAD-ACID BATTERIES FOR STATIONARY APPLICATIONS | 1978 | 1.212 | 0 | SIZING OF LARGE LEAD-ACID STORAGE BATTERIES
IEEE | IEEE Std 485-1983 | IEEE RECOMMENDED PRACTICE FOR SIZING LARGE LEAD STORAGE BATTERIES FOR GENERATING STATIONS AND SUBSTATIONS | 1983 | 1.212 | 0 | SIZING OF LARGE LEAD-ACID STORAGE BATTERIES
IEEE | IEEE Std 485-1997 | IEEE RECOMMENDED PRACTICE FOR SIZING OF LEAD-ACID BATTERIES FOR STATIONARY APPLICATIONS | 1997 | 1.212 | 0 | SIZING OF LARGE LEAD-ACID STORAGE BATTERIES
IEEE | IEEE Std 535-2006 | IEEE STANDARD FOR QUALIFICATION OF CLASS 1E LEAD STORAGE BATTERIES FOR NUCLEAR POWER GENERATING SYSTEMS | 2006 | 1.212 | 0 | SIZING OF LARGE LEAD-ACID STORAGE BATTERIES
IEEE | IEEE Std 603-1991 | CRITERIA FOR SAFETY SYSTEMS FOR NUCLEAR POWER GENERATING STATIONS | 1991 | 1.212 | 0 | SIZING OF LARGE LEAD-ACID STORAGE BATTERIES
IEEE | IEEE Std 344-2004 | IEEE RECOMMENDED PRACTICE FOR SEISMIC QUALIFICATION OF CLASS 1E EQUIPMENT FOR NUCLEAR POWER GENERATING STATIONS | 2004 | 1.213 | 0 | QUALIFICATION OF SAFETY-RELATED MOTOR CONTROL CENTERS FOR NUCLEAR POWER PLANTS
IEEE | IEEE Std 649-2006 | IEEE STANDARD FOR QUALIFYING CLASS 1E MOTOR CONTROL CENTERS FOR NUCLEAR POWER GENERATING STATIONS | 2006 | 1.213 | 0 | QUALIFICATION OF SAFETY-RELATED MOTOR CONTROL CENTERS FOR NUCLEAR POWER PLANTS
NEI | NEI 08-01 | INDUSTRY GUIDELINE FOR THE ITAAC CLOSURE PROCESS UNDER 10 CFR PART 52 | 2010 | 1.215 | 1 | GUIDANCE FOR ITAAC CLOSURE UNDER 10 CFR PART 52
ASME | ASME BPVC Section III | RULES FOR CONSTRUCTION OF NUCLEAR FACILITY COMPONENTS | Unknown | 1.216 | 0 | CONTAINMENT STRUCTURAL INTEGRITY EVALUATION FOR INTERNAL PRESSURE LOADINGS ABOVE DESIGN-BASIS PRESSURE
NEI | NEI 07-13 | METHODOLOGY FOR PERFORMING AIRCRAFT IMPACT ASSESSMENTS FOR NEW PLANT DESIGNS | 2011 | 1.217 | 0 | GUIDANCE FOR THE ASSESSMENT OF BEYOND-DESIGN-BASIS AIRCRAFT IMPACTS
ASTM | ASTM D150 | STANDARD TEST METHODS FOR AC LOSS CHARACTERISTICS AND PERMITTIVITY (DIELECTRIC CONSTANT) OF SOLID ELECTRICAL INSULATION | Unknown | 1.218 | 0 | CONDITION MONITORING TECHNIQUES FOR ELECTRIC CABLES USED IN NUCLEAR POWER PLANTS
ASTM | ASTM D1505 | STANDARD TEST METHOD FOR DENSITY OF PLASTICS BY THE DENSITY-GRADIENT TECHNIQUE | Unknown | 1.218 | 0 | CONDITION MONITORING TECHNIQUES FOR ELECTRIC CABLES USED IN NUCLEAR POWER PLANTS
ASTM | ASTM D257 | STANDARD TEST METHODS FOR DC RESISTANCE OR CONDUCTANCE OF INSULATING MATERIALS | Unknown | 1.218 | 0 | CONDITION MONITORING TECHNIQUES FOR ELECTRIC CABLES USED IN NUCLEAR POWER PLANTS
ASTM | ASTM D2633 | STANDARD TEST METHODS FOR THERMOPLASTIC INSULATIONS AND JACKETS FOR WIRE AND CABLE | Unknown | 1.218 | 0 | CONDITION MONITORING TECHNIQUES FOR ELECTRIC CABLES USED IN NUCLEAR POWER PLANTS
ASTM | ASTM D3895 | TEST METHOD FOR OXIDATIVE-INDUCTION TIME OF POLYOLEFINS BY DIGITAL SCANNING CALORIMETRY | Unknown | 1.218 | 0 | CONDITION MONITORING TECHNIQUES FOR ELECTRIC CABLES USED IN NUCLEAR POWER PLANTS
ASTM | ASTM D412 | STANDARD TEST METHODS FOR VULCANIZED RUBBER AND THERMOPLASTIC RUBBERS AND THERMOPLASTIC ELASTOMERS - TENSION | Unknown | 1.218 | 0 | CONDITION MONITORING TECHNIQUES FOR ELECTRIC CABLES USED IN NUCLEAR POWER PLANTS
ASTM | ASTM D470 | STANDARD TEST METHODS FOR CROSSLINKED INSULATIONS AND JACKETS FOR WIRE AND CABLE | Unknown | 1.218 | 0 | CONDITION MONITORING TECHNIQUES FOR ELECTRIC CABLES USED IN NUCLEAR POWER PLANTS
ASTM | ASTM D638 | STANDARD TEST METHOD FOR TENSILE PROPERTIES OF PLASTICS | Unknown | 1.218 | 0 | CONDITION MONITORING TECHNIQUES FOR ELECTRIC CABLES USED IN NUCLEAR POWER PLANTS
ASTM | ASTM D792 | STANDARD TEST METHODS FOR DENSITY AND SPECIFIC GRAVITY (RELATIVE DENSITY) OF PLASTICS BY DISPLACEMENT | Unknown | 1.218 | 0 | CONDITION MONITORING TECHNIQUES FOR ELECTRIC CABLES USED IN NUCLEAR POWER PLANTS
EPRI | EPRI TR-101245 | EFFECT OF DC TESTING ON EXTRUDED CROSS-LINKED POLYETHYLENE INSULATED CABLES | 1993 | 1.218 | 0 | CONDITION MONITORING TECHNIQUES FOR ELECTRIC CABLES USED IN NUCLEAR POWER PLANTS
EPRI | EPRI TR-103834-P1-2 | EFFECTS OF MOISTURE ON THE LIFE OF POWER PLANT CABLES | Unknown | 1.218 | 0 | CONDITION MONITORING TECHNIQUES FOR ELECTRIC CABLES USED IN NUCLEAR POWER PLANTS
EPRI | EPRI TR-109619 | GUIDELINE FOR THE MANAGEMENT OF ADVERSE LOCALIZED EQUIPMENT ENVIRONMENTS | Unknown | 1.218 | 0 | CONDITION MONITORING TECHNIQUES FOR ELECTRIC CABLES USED IN NUCLEAR POWER PLANTS
IAEA | IAEA TECDOC 1188 | ASSESSMENT AND MANAGEMENT OF AGING OF MAJOR NUCLEAR POWER PLANT COMPONENTS IMPORTANT TO SAFETY: IN-CONTAINMENT INSTRUMENTATION AND CONTROL CABLES | Unknown | 1.218 | 0 | CONDITION MONITORING TECHNIQUES FOR ELECTRIC CABLES USED IN NUCLEAR POWER PLANTS
IEEE | IEEE Std 1205-2000 | IEEE GUIDE FOR ASSESSING, MONITORING, AND MITIGATING AGING EFFECTS ON CLASS 1E EQUIPMENT USED IN NUCLEAR POWER GENERATING STATIONS | 2000 | 1.218 | 0 | CONDITION MONITORING TECHNIQUES FOR ELECTRIC CABLES USED IN NUCLEAR POWER PLANTS
IEEE | IEEE Std 141-1993 | IEEE RECOMMENDED PRACTICE FOR ELECTRIC POWER DISTRIBUTION FOR INDUSTRIAL PLANTS | 1993 | 1.218 | 0 | CONDITION MONITORING TECHNIQUES FOR ELECTRIC CABLES USED IN NUCLEAR POWER PLANTS
IEEE | IEEE Std 323-1974 | IEEE STANDARD FOR QUALIFYING CLASS IE EQUIPMENT FOR NUCLEAR POWER GENERATING STATIONS | 1974 | 1.218 | 0 | CONDITION MONITORING TECHNIQUES FOR ELECTRIC CABLES USED IN NUCLEAR POWER PLANTS
IEEE | IEEE Std 400.1-2007 | IEEE GUIDE FOR FIELD TESTING OF LAMINATED DIELECTRIC, SHIELDED POWER CABLE SYSTEMS RATED 5 KV AND ABOVE WITH HIGH DIRECT CURRENT VOLTAGE | 2007 | 1.218 | 0 | CONDITION MONITORING TECHNIQUES FOR ELECTRIC CABLES USED IN NUCLEAR POWER PLANTS
IEEE | IEEE Std 400.2-2004 | IEEE GUIDE FOR FIELD TESTING OF SHIELDED POWER CABLE SYSTEMS USING VERY LOW FREQUENCY (VLF) | 2004 | 1.218 | 0 | CONDITION MONITORING TECHNIQUES FOR ELECTRIC CABLES USED IN NUCLEAR POWER PLANTS
IEEE | IEEE Std 400.3-2006 | IEEE GUIDE FOR PARTIAL DISCHARGE TESTING OF SHIELDED POWER CABLE SYSTEMS IN A FIELD ENVIRONMENT | 2006 | 1.218 | 0 | CONDITION MONITORING TECHNIQUES FOR ELECTRIC CABLES USED IN NUCLEAR POWER PLANTS
IEEE | IEEE Std 400-2001 | IEEE GUIDE FOR FIELD TESTING AND EVALUATION OF THE INSULATION OF SHIELDED POWER CABLE SYSTEMS | 2001 | 1.218 | 0 | CONDITION MONITORING TECHNIQUES FOR ELECTRIC CABLES USED IN NUCLEAR POWER PLANTS
IAEA | IAEA GS-G-1.2 | REVIEW AND ASSESSMENT OF NUCLEAR FACILITIES BY THE REGULATORY BODY | Unknown | 1.219 | 0 | GUIDANCE ON MAKING CHANGES TO EMERGENCY PLANS FOR NUCLEAR POWER REACTORS
IAEA | IAEA GS-R-2 | PREPAREDNESS AND RESPONSE FOR A NUCLEAR OR RADIOLOGICAL EMERGENCY | Unknown | 1.219 | 0 | GUIDANCE ON MAKING CHANGES TO EMERGENCY PLANS FOR NUCLEAR POWER REACTORS
IEEE | IEEE Std 279-1971 | CRITERIA FOR PROTECTION SYSTEMS FOR NUCLEAR POWER GENERATING STATIONS | 1971 | 1.22 | 0 | PERIODIC TESTING OF PROTECTION SYSTEM ACTUATION FUNCTIONS (SAFETY GUIDE 22)
ASCE | ASCE/SEI 7-05 | MINIMUM DESIGN LOADS FOR BUILDINGS AND OTHER STRUCTURES | 2005 | 1.221 | 0 | DESIGN-BASIS HURRICANE AND HURRICANE MISSILES FOR NUCLEAR POWER PLANTS
NRC | WASH-1300 | TECHNICAL BASIS FOR INTERIM REGIONAL TORNADO CRITERIA | 1974 | 1.221 | 0 | DESIGN-BASIS HURRICANE AND HURRICANE MISSILES FOR NUCLEAR POWER PLANTS
IAEA | IAEA NS-G-1.5 | EXTERNAL EVENTS EXCLUDING EARTHQUAKES IN THE DESIGN OF NUCLEAR POWER PLANTS | 2003 | 1.226 | 0 | FLEXIBLE MITIGATION STRATEGIES FOR BEYOND-DESIGN-BASIS EVENTS
IAEA | IAEA NS-G-1.6 | SEISMIC DESIGN AND QUALIFICATION FOR NUCLEAR POWER PLANTS | 2003 | 1.226 | 0 | FLEXIBLE MITIGATION STRATEGIES FOR BEYOND-DESIGN-BASIS EVENTS
IAEA | IAEA SSG-54 | ACCIDENT MANAGEMENT PROGRAMMES FOR NUCLEAR POWER PLANTS | 2019 | 1.226 | 0 | FLEXIBLE MITIGATION STRATEGIES FOR BEYOND-DESIGN-BASIS EVENTS
IAEA | IAEA SSR-2/1, Rev. 1 | SAFETY OF NUCLEAR POWER PLANTS: DESIGN | 2016 | 1.226 | 0 | FLEXIBLE MITIGATION STRATEGIES FOR BEYOND-DESIGN-BASIS EVENTS
NEI | NEI document 12-06, Revision C | DIVERSE AND FLEXIBLE COPING STRATEGIES (FLEX) IMPLEMENTATION GUIDE | 2012 | 1.226 | 0 | FLEXIBLE MITIGATION STRATEGIES FOR BEYOND-DESIGN-BASIS EVENTS
NEI | NEI document NEI 12-01, Revision 0 | GUIDELINES FOR ASSESSING BEYOND-DESIGN-BASIS ACCIDENT RESPONSE STAFFING AND COMMUNICATION CAPABILITIES | 2012 | 1.226 | 0 | FLEXIBLE MITIGATION STRATEGIES FOR BEYOND-DESIGN-BASIS EVENTS
NEI | NEI document NEI 12-02, Revision 1 | INDUSTRY GUIDANCE FOR COMPLIANCE WITH NRC ORDER EA-12-051, ‘TO MODIFY LICENSES WITH REGARD TO RELIABLE SPENT FUEL POOL INSTRUMENTATION' | 2012 | 1.226 | 0 | FLEXIBLE MITIGATION STRATEGIES FOR BEYOND-DESIGN-BASIS EVENTS
NEI | NEI document NEI 12-06, Revision 0 | DIVERSE AND FLEXIBLE COPING STRATEGIES (FLEX) IMPLEMENTATION GUIDE | 2012 | 1.226 | 0 | FLEXIBLE MITIGATION STRATEGIES FOR BEYOND-DESIGN-BASIS EVENTS
NEI | NEI document NEI 12-06, Revision 1 | DIVERSE AND FLEXIBLE COPING STRATEGIES (FLEX) IMPLEMENTATION GUIDE | 2015 | 1.226 | 0 | FLEXIBLE MITIGATION STRATEGIES FOR BEYOND-DESIGN-BASIS EVENTS
NEI | NEI document NEI 12-06, Revision 1A | DIVERSE AND FLEXIBLE COPING STRATEGIES (FLEX) IMPLEMENTATION GUIDE | 2015 | 1.226 | 0 | FLEXIBLE MITIGATION STRATEGIES FOR BEYOND-DESIGN-BASIS EVENTS
NEI | NEI document NEI 12-06, Revision 2 | DIVERSE AND FLEXIBLE COPING STRATEGIES (FLEX) IMPLEMENTATION GUIDE | 2015 | 1.226 | 0 | FLEXIBLE MITIGATION STRATEGIES FOR BEYOND-DESIGN-BASIS EVENTS
NEI | NEI document NEI 12-06, Revision 3 | DIVERSE AND FLEXIBLE COPING STRATEGIES (FLEX) IMPLEMENTATION GUIDE | 2016 | 1.226 | 0 | FLEXIBLE MITIGATION STRATEGIES FOR BEYOND-DESIGN-BASIS EVENTS
NEI | NEI document NEI 12-06, Revision 4 | DIVERSE AND FLEXIBLE COPING STRATEGIES (FLEX) IMPLEMENTATION GUIDE | 2016 | 1.226 | 0 | FLEXIBLE MITIGATION STRATEGIES FOR BEYOND-DESIGN-BASIS EVENTS
NEI | NEI document NEI 12-06, Revision B | DIVERSE AND FLEXIBLE COPING STRATEGIES (FLEX) IMPLEMENTATION GUIDE | 2012 | 1.226 | 0 | FLEXIBLE MITIGATION STRATEGIES FOR BEYOND-DESIGN-BASIS EVENTS
NEI | NEI document NEI 12-06, Revision B1 | DIVERSE AND FLEXIBLE COPING STRATEGIES (FLEX) IMPLEMENTATION GUIDE | 2012 | 1.226 | 0 | FLEXIBLE MITIGATION STRATEGIES FOR BEYOND-DESIGN-BASIS EVENTS
NEI | NEI document NEI 13-06, Revision 1 | ENHANCEMENTS TO EMERGENCY RESPONSE CAPABILITIES FOR BEYOND- DESIGN-BASIS EVENTS AND SEVERE ACCIDENTS | 2016 | 1.226 | 0 | FLEXIBLE MITIGATION STRATEGIES FOR BEYOND-DESIGN-BASIS EVENTS
NEI | NEI document NEI 14-01, Revision 1 | EMERGENCY RESPONSE PROCEDURES AND GUIDELINES FOR BEYOND-DESIGN-BASIS EVENTS AND SEVERE ACCIDENTS | 2016 | 1.226 | 0 | FLEXIBLE MITIGATION STRATEGIES FOR BEYOND-DESIGN-BASIS EVENTS
ISO | ISO 9001 | QUALITY MANAGEMENT SYSTEMS - REQUIREMENTS | Unknown | 1.227 | 0 | WIDE-RANGE SPENT FUEL POOL LEVEL INSTRUMENTATION
NEI | NEI document NEI 12-02, Revision 1 | INDUSTRY GUIDANCE FOR COMPLIANCE WITH NRC ORDER EA-12-051, ‘TO MODIFY LICENSES WITH REGARD TO RELIABLE SPENT FUEL POOL INSTRUMENTATION' | 2012 | 1.227 | 0 | WIDE-RANGE SPENT FUEL POOL LEVEL INSTRUMENTATION
NEI | NEI document NEI 12-02, Revision B | INDUSTRY GUIDANCE FOR COMPLIANCE WITH NRC ORDER EA-12-051, ‘TO MODIFY LICENSES WITH REGARD TO RELIABLE SPENT FUEL POOL INSTRUMENTATION’ | 2012 | 1.227 | 0 | WIDE-RANGE SPENT FUEL POOL LEVEL INSTRUMENTATION
NEI | NEI document NEI 12-06, Revision 3 | DIVERSE AND FLEXIBLE COPING STRATEGIES (FLEX) IMPLEMENTATION GUIDE | 2016 | 1.227 | 0 | WIDE-RANGE SPENT FUEL POOL LEVEL INSTRUMENTATION
ANS | ANSI/ANS 2.5-1984 | STANDARD FOR DETERMINING METEOROLOGICAL INFORMATION AT NUCLEAR POWER SITES | 1984 | 1.23 | 1 | METEOROLOGICAL MONITORING PROGRAMS FOR NUCLEAR POWER PLANTS (SAFETY GUIDE 23)
ANS | ANSI/ANS 3.11-2005 | DETERMINING METEOROLOGICAL INFORMATION AT NUCLEAR FACILITIES | 2005 | 1.23 | 1 | METEOROLOGICAL MONITORING PROGRAMS FOR NUCLEAR POWER PLANTS (SAFETY GUIDE 23)
ASME | ASME BPVC Section III | RULES FOR CONSTRUCTION OF NUCLEAR FACILITY COMPONENTS | 1998 | 1.230 | 0 | REGULATORY GUIDANCE ON THE ALTERNATE PRESSURIZED THERMAL SHOCK RULE
ASME | ASME BPVC Section XI | RULES FOR INSERVICE INSPECTION OF NUCLEAR POWER PLANT COMPONENTS | 2013 | 1.230 | 0 | REGULATORY GUIDANCE ON THE ALTERNATE PRESSURIZED THERMAL SHOCK RULE
IAEA | IAEA SDC-TF/2013/01 | SAFETY DESIGN CRITERIA FOR GEN IV SODIUM-COOLED FAST REACTOR SYSTEMS | 2013 | 1.232 | 0 | GUIDANCE FOR DEVELOPING PRINCIPAL DESIGN CRITERIA FOR NON-LIGHT-WATER REACTORS
IAEA | IAEA General Safety Requirement (GSR) Part 4 | SAFETY ASSESSMENT FOR FACILITIES AND ACTIVITIES | Unknown | 1.233 | 0 | GUIDANCE FOR A TECHNOLOGY-INCLUSIVE, RISK-INFORMED, AND PERFORMANCE-BASED METHODOLOGY TO INFORM THE LICENSING BASIS AND CONTENT OF APPLICATIONS FOR LICENSES, CERTIFICATIONS, AND APPROVALS FOR NON-LIGHT-WATER REACTORS
IAEA | IAEA Specific Safety Guide (SSG) SSG-2 | DETERMINISTIC SAFETY ANALYSIS FOR NUCLEAR POWER PLANTS | Unknown | 1.233 | 0 | GUIDANCE FOR A TECHNOLOGY-INCLUSIVE, RISK-INFORMED, AND PERFORMANCE-BASED METHODOLOGY TO INFORM THE LICENSING BASIS AND CONTENT OF APPLICATIONS FOR LICENSES, CERTIFICATIONS, AND APPROVALS FOR NON-LIGHT-WATER REACTORS
IAEA | IAEA Specific Safety Requirement (SSR) SSR-2/1 | SAFETY OF NUCLEAR POWER PLANTS: DESIGN | 2016 | 1.233 | 0 | GUIDANCE FOR A TECHNOLOGY-INCLUSIVE, RISK-INFORMED, AND PERFORMANCE-BASED METHODOLOGY TO INFORM THE LICENSING BASIS AND CONTENT OF APPLICATIONS FOR LICENSES, CERTIFICATIONS, AND APPROVALS FOR NON-LIGHT-WATER REACTORS
IAEA | IAEA SSG-12 | LICENSING PROCESS FOR NUCLEAR INSTALLATIONS | Unknown | 1.233 | 0 | GUIDANCE FOR A TECHNOLOGY-INCLUSIVE, RISK-INFORMED, AND PERFORMANCE-BASED METHODOLOGY TO INFORM THE LICENSING BASIS AND CONTENT OF APPLICATIONS FOR LICENSES, CERTIFICATIONS, AND APPROVALS FOR NON-LIGHT-WATER REACTORS
IAEA | IAEA SSG-3 | DEVELOPMENT AND APPLICATION OF LEVEL 1 PROBABILISTIC SAFETY ASSESSMENT FOR NUCLEAR POWER PLANTS | Unknown | 1.233 | 0 | GUIDANCE FOR A TECHNOLOGY-INCLUSIVE, RISK-INFORMED, AND PERFORMANCE-BASED METHODOLOGY TO INFORM THE LICENSING BASIS AND CONTENT OF APPLICATIONS FOR LICENSES, CERTIFICATIONS, AND APPROVALS FOR NON-LIGHT-WATER REACTORS
IAEA | IAEA SSR-2/2 | SAFETY OF NUCLEAR POWER PLANTS: COMMISSIONING AND OPERATION | Unknown | 1.233 | 0 | GUIDANCE FOR A TECHNOLOGY-INCLUSIVE, RISK-INFORMED, AND PERFORMANCE-BASED METHODOLOGY TO INFORM THE LICENSING BASIS AND CONTENT OF APPLICATIONS FOR LICENSES, CERTIFICATIONS, AND APPROVALS FOR NON-LIGHT-WATER REACTORS
NEI | NEI 00-04 | 10 CFR 50.69 SSC CATEGORIZATION GUIDE | 2005 | 1.233 | 0 | GUIDANCE FOR A TECHNOLOGY-INCLUSIVE, RISK-INFORMED, AND PERFORMANCE-BASED METHODOLOGY TO INFORM THE LICENSING BASIS AND CONTENT OF APPLICATIONS FOR LICENSES, CERTIFICATIONS, AND APPROVALS FOR NON-LIGHT-WATER REACTORS
NEI | NEI 18-04 | RISK-INFORMED PERFORMANCE-BASED GUIDANCE FOR NON-LIGHT WATER REACTOR LICENSING BASIS DEVELOPMENT | 2019 | 1.233 | 0 | GUIDANCE FOR A TECHNOLOGY-INCLUSIVE, RISK-INFORMED, AND PERFORMANCE-BASED METHODOLOGY TO INFORM THE LICENSING BASIS AND CONTENT OF APPLICATIONS FOR LICENSES, CERTIFICATIONS, AND APPROVALS FOR NON-LIGHT-WATER REACTORS
NEI | NEI 14-09, Revision 1 | GUIDELINES FOR IMPLEMENTATIONS OF 10 CFR PART 21 REPORTING OF DEFECTS AND NONCOMPLIANCE | 2016 | 1.234 | 0 | EVALUATING DEVIATIONS AND REPORTING DEFECTS AND NONCOMPLIANCE UNDER 10 CFR PART 21
NEI | NEI 14-09, Revision 1 | GUIDELINES FOR IMPLEMENTATIONS OF 10 CFR PART 21 REPORTING OF DEFECTS AND NONCOMPLIANCE | 2016 | 1.234 | 1 | EVALUATING DEVIATIONS AND REPORTING DEFECTS AND NONCOMPLIANCE UNDER 10 CFR PART 21
ASME | ASME BPVC Section III | RULES FOR CONSTRUCTION OF NUCLEAR FACILITY COMPONENTS | Unknown | 1.236 | 0 | PRESSURIZED-WATER REACTOR CONTROL ROD EJECTION AND BOILING-WATER REACTOR CONTROL ROD DROP ACCIDENTS
IAEA | IAEA Specific Safety Guide 52 | DESIGN OF THE REACTOR CORE FOR NUCLEAR POWER PLANTS | 2019 | 1.236 | 0 | PRESSURIZED-WATER REACTOR CONTROL ROD EJECTION AND BOILING-WATER REACTOR CONTROL ROD DROP ACCIDENTS
IAEA | IAEA Safety Guide No. NS-G-2.3 | MODIFICATIONS TO NUCLEAR POWER PLANTS | 2001 | 1.237 | 0 | GUIDANCE FOR CHANGES DURING CONSTRUCTION FOR NEW NUCLEAR POWER PLANTS BEING CONSTRUCTED UNDER A COMBINED LICENSE REFERENCING A CERTIFIED DESIGN UNDER 10 CFR PART 52
NEI | NEI 96-07 | GUIDELINES FOR 10 CFR 50.59 EVALUATIONS | 2000 | 1.237 | 0 | GUIDANCE FOR CHANGES DURING CONSTRUCTION FOR NEW NUCLEAR POWER PLANTS BEING CONSTRUCTED UNDER A COMBINED LICENSE REFERENCING A CERTIFIED DESIGN UNDER 10 CFR PART 52
IAEA | IAEA Safety Standards Series No. SSG-27 | CRITICALITY SAFETY IN THE HANDLING OF FISSILE MATERIAL | 2014 | 1.240 | 0 | FRESH AND SPENT FUEL POOL CRITICALITY ANALYSES
NEI | NEI 12-16, Revision 4 | GUIDANCE FOR PERFORMING CRITICALITY ANALYSES OF FUEL STORAGE AT LIGHT-WATER REACTOR POWER PLANTS | 2019 | 1.240 | 0 | FRESH AND SPENT FUEL POOL CRITICALITY ANALYSES
ACI | ACI 318-14 | BUILDING CODE REQUIREMENTS FOR STRUCTURAL CONCRETE | 2014 | 1.243 | 0 | SAFETY-RELATED STEEL STRUCTURES AND STEEL-PLATE COMPOSITE WALLS FOR OTHER THAN REACTOR VESSELS AND CONTAINMENTS
ACI | ACI 349-13 | CODE REQUIREMENTS FOR NUCLEAR SAFETY RELATED CONCRETE STRUCTURES AND COMMENTARY | 2013 | 1.243 | 0 | SAFETY-RELATED STEEL STRUCTURES AND STEEL-PLATE COMPOSITE WALLS FOR OTHER THAN REACTOR VESSELS AND CONTAINMENTS
AISC | ANSI/AISC 360-16 | SPECIFICATION FOR STRUCTURAL STEEL BUILDINGS | 2016 | 1.243 | 0 | SAFETY-RELATED STEEL STRUCTURES AND STEEL-PLATE COMPOSITE WALLS FOR OTHER THAN REACTOR VESSELS AND CONTAINMENTS
AISC | ANSI/AISC N690-18 | SPECIFICATION FOR SAFETY-RELATED STEEL STRUCTURES FOR NUCLEAR FACILITIES | 2018 | 1.243 | 0 | SAFETY-RELATED STEEL STRUCTURES AND STEEL-PLATE COMPOSITE WALLS FOR OTHER THAN REACTOR VESSELS AND CONTAINMENTS
AISC | ANSI/AISC N690-1994 | SPECIFICATION FOR SAFETY-RELATED STEEL STRUCTURES FOR NUCLEAR FACILITIES | 1994 | 1.243 | 0 | SAFETY-RELATED STEEL STRUCTURES AND STEEL-PLATE COMPOSITE WALLS FOR OTHER THAN REACTOR VESSELS AND CONTAINMENTS
AISC | ANSI/AISC N690-1994(R2004)s2 | SPECIFICATION FOR SAFETY-RELATED STEEL STRUCTURES FOR NUCLEAR FACILITIES | 1994 | 1.243 | 0 | SAFETY-RELATED STEEL STRUCTURES AND STEEL-PLATE COMPOSITE WALLS FOR OTHER THAN REACTOR VESSELS AND CONTAINMENTS
AISC | ANSI/AISC N690s1-15 | SUPPLEMENT NO. 1 TO THE SPECIFICATION FOR SAFETY-RELATED STEEL STRUCTURES FOR NUCLEAR FACILITIES (ANSI/AISC N690-12) | 2015 | 1.243 | 0 | SAFETY-RELATED STEEL STRUCTURES AND STEEL-PLATE COMPOSITE WALLS FOR OTHER THAN REACTOR VESSELS AND CONTAINMENTS
ASCE | ASCE/SEI 37-14 | DESIGN LOADS ON STRUCTURES DURING CONSTRUCTION | 2014 | 1.243 | 0 | SAFETY-RELATED STEEL STRUCTURES AND STEEL-PLATE COMPOSITE WALLS FOR OTHER THAN REACTOR VESSELS AND CONTAINMENTS
ASME | ASME BPVC Section III | RULES FOR CONSTRUCTION OF NUCLEAR FACILITY COMPONENTS | Unknown | 1.243 | 0 | SAFETY-RELATED STEEL STRUCTURES AND STEEL-PLATE COMPOSITE WALLS FOR OTHER THAN REACTOR VESSELS AND CONTAINMENTS
IAEA | IAEA Safety Guide NS-G-1.5 | EXTERNAL EVENTS EXCLUDING EARTHQUAKES IN THE DESIGN OF NUCLEAR POWER PLANTS | 2003 | 1.243 | 0 | SAFETY-RELATED STEEL STRUCTURES AND STEEL-PLATE COMPOSITE WALLS FOR OTHER THAN REACTOR VESSELS AND CONTAINMENTS
IAEA | IAEA Safety Guide NS-G-1.6 | SEISMIC DESIGN AND QUALIFICATION FOR NUCLEAR POWER PLANTS | 2003 | 1.243 | 0 | SAFETY-RELATED STEEL STRUCTURES AND STEEL-PLATE COMPOSITE WALLS FOR OTHER THAN REACTOR VESSELS AND CONTAINMENTS
IAEA | IAEA Safety Guide NS-G-2.6 | MAINTENANCE, SURVEILLANCE AND IN-SERVICE INSPECTIONS IN NUCLEAR POWER PLANTS | 2002 | 1.243 | 0 | SAFETY-RELATED STEEL STRUCTURES AND STEEL-PLATE COMPOSITE WALLS FOR OTHER THAN REACTOR VESSELS AND CONTAINMENTS
IAEA | IAEA Safety Guide NS-G-3.6 | GEOTECHNICAL ASPECTS OF SITE EVALUATION AND FOUNDATIONS FOR NUCLEAR POWER PLANTS | 2005 | 1.243 | 0 | SAFETY-RELATED STEEL STRUCTURES AND STEEL-PLATE COMPOSITE WALLS FOR OTHER THAN REACTOR VESSELS AND CONTAINMENTS
ANSI | ANSI Std. N14.6-1978 | RADIOACTIVE MATERIALS—SPECIAL LIFTING DEVICES FOR SHIPPING CONTAINERS WEIGHING 10 000 POUNDS (4500 KG) OR MORE FOR NUCLEAR MATERIALS | 1978 | 1.244 | 0 | CONTROL OF HEAVY LOADS AT NUCLEAR FACILITIES
ASME | ASME Standard BTH-1-2017 | DESIGN OF BELOW-THE-HOOK LIFTING DEVICES | 2017 | 1.244 | 0 | CONTROL OF HEAVY LOADS AT NUCLEAR FACILITIES
ASME | ASME Standard NML-1-2019 | RULES FOR THE MOVEMENT OF LOADS USING OVERHEAD HANDLING EQUIPMENT IN NUCLEAR FACILITIES | 2019 | 1.244 | 0 | CONTROL OF HEAVY LOADS AT NUCLEAR FACILITIES
ASME | ASME Standard NOG-1-2020 | RULES FOR CONSTRUCTION OF OVERHEAD AND GANTRY CRANES (TOP RUNNING BRIDGE, MULTIPLE GIRDER) | 2020 | 1.244 | 0 | CONTROL OF HEAVY LOADS AT NUCLEAR FACILITIES
IAEA | IAEA Specific Safety Requirements (SSR) 2/1, Rev. 1 | CRITICALITY SAFETY IN THE HANDLING OF FISSILE MATERIAL | 2014 | 1.244 | 0 | CONTROL OF HEAVY LOADS AT NUCLEAR FACILITIES
ASME | ASME/ANS RA-S-2008 | STANDARD FOR PROBABILISTIC RISK ASSESSMENT FOR NUCLEAR POWER PLANT APPLICATIONS | 2008 | 1.245 | DG-1422
IAEA | IAEA Safety Standards Series No. SSG-3 | DEVELOPMENT AND APPLICATION OF LEVEL 1 PROBABILISTIC SAFETY ASSESSMENT FOR NUCLEAR POWER PLANTS, SPECIFIC SAFETY GUIDE | 2010 | 1.245 | 0 | PREPARING PROBABILISTIC FRACTURE MECHANICS SUBMITTALS
IAEA | IAEA Safety Standards Series No. SSG-3 | DEVELOPMENT AND APPLICATION OF LEVEL 1 PROBABILISTIC SAFETY ASSESSMENT FOR NUCLEAR POWER PLANTS, SPECIFIC SAFETY GUIDE | 2010 | 1.245 | DG-1422
ASME | ASME ANDE-1-2015 | NONDESTRUCTIVE EXAMINATION AND QUALITY CONTROL CENTRAL QUALIFICATION AND CERTIFICATION PROGRAM | 2015 | 1.246 | 0 | ACCEPTABILITY OF ASME CODE, SECTION XI, DIVISION 2, “REQUIREMENTS FOR RELIABILITY AND INTEGRITY MANAGEMENT (RIM) PROGRAMS FOR NUCLEAR POWER PLANTS,” FOR NON-LIGHT WATER REACTORS
ASME | ASME BPVC Section III | RULES FOR CONSTRUCTION OF NUCLEAR FACILITY COMPONENTS | 2019 | 1.246 | 0 | ACCEPTABILITY OF ASME CODE, SECTION XI, DIVISION 2, “REQUIREMENTS FOR RELIABILITY AND INTEGRITY MANAGEMENT (RIM) PROGRAMS FOR NUCLEAR POWER PLANTS,” FOR NON-LIGHT WATER REACTORS
ASME | ASME BPVC Section V | NONDESTRUCTIVE EXAMINATION | Unknown | 1.246 | 0 | ACCEPTABILITY OF ASME CODE, SECTION XI, DIVISION 2, “REQUIREMENTS FOR RELIABILITY AND INTEGRITY MANAGEMENT (RIM) PROGRAMS FOR NUCLEAR POWER PLANTS,” FOR NON-LIGHT WATER REACTORS
ASME | ASME BPVC Section XI, Division 1 | RULES FOR INSERVICE INSPECTION OF NUCLEAR POWER PLANT COMPONENTS | 2019 | 1.246 | 0 | ACCEPTABILITY OF ASME CODE, SECTION XI, DIVISION 2, “REQUIREMENTS FOR RELIABILITY AND INTEGRITY MANAGEMENT (RIM) PROGRAMS FOR NUCLEAR POWER PLANTS,” FOR NON-LIGHT WATER REACTORS
ASME | ASME Code Case, N-788-1 | THIRD PARTY NDE CERTIFICATION ORGANIZATIONS | 2017 | 1.246 | 0 | ACCEPTABILITY OF ASME CODE, SECTION XI, DIVISION 2, “REQUIREMENTS FOR RELIABILITY AND INTEGRITY MANAGEMENT (RIM) PROGRAMS FOR NUCLEAR POWER PLANTS,” FOR NON-LIGHT WATER REACTORS
ASME | ASME NQA-1 | QUALITY ASSURANCE REQUIREMENTS FOR NUCLEAR FACILITY APPLICATIONS | Unknown | 1.246 | 0 | ACCEPTABILITY OF ASME CODE, SECTION XI, DIVISION 2, “REQUIREMENTS FOR RELIABILITY AND INTEGRITY MANAGEMENT (RIM) PROGRAMS FOR NUCLEAR POWER PLANTS,” FOR NON-LIGHT WATER REACTORS
ASME | ASME OM Code | OPERATION AND MAINTENANCE OF NUCLEAR POWER PLANTS | 2020 | 1.246 | 0 | ACCEPTABILITY OF ASME CODE, SECTION XI, DIVISION 2, “REQUIREMENTS FOR RELIABILITY AND INTEGRITY MANAGEMENT (RIM) PROGRAMS FOR NUCLEAR POWER PLANTS,” FOR NON-LIGHT WATER REACTORS
ASME | ASME Section XI, Division 2 | REQUIREMENTS FOR RELIABILITY AND INTEGRITY MANAGEMENT (RIM) PROGRAMS FOR NUCLEAR POWER PLANTS | 2019 | 1.246 | 0 | ACCEPTABILITY OF ASME CODE, SECTION XI, DIVISION 2, “REQUIREMENTS FOR RELIABILITY AND INTEGRITY MANAGEMENT (RIM) PROGRAMS FOR NUCLEAR POWER PLANTS,” FOR NON-LIGHT WATER REACTORS
ASME/ANS | ASME/ANS RA-S-1.4 | PROBABILISTIC RISK ASSESSMENT STANDARD FOR ADVANCED NON-LIGHT WATER REACTOR NUCLEAR POWER PLANTS | Unknown | 1.246 | 0 | ACCEPTABILITY OF ASME CODE, SECTION XI, DIVISION 2, “REQUIREMENTS FOR RELIABILITY AND INTEGRITY MANAGEMENT (RIM) PROGRAMS FOR NUCLEAR POWER PLANTS,” FOR NON-LIGHT WATER REACTORS
ASNT | ANSI/ASNT CP-189 | STANDARD FOR QUALIFICATION AND CERTIFICATION OF NONDESTRUCTIVE TESTING PERSONNEL | Unknown | 1.246 | 0 | ACCEPTABILITY OF ASME CODE, SECTION XI, DIVISION 2, “REQUIREMENTS FOR RELIABILITY AND INTEGRITY MANAGEMENT (RIM) PROGRAMS FOR NUCLEAR POWER PLANTS,” FOR NON-LIGHT WATER REACTORS
ASME | ASME/ANS RA-S-1.4-2021 | PROBABILISTIC RISK ASSESSMENT STANDARD FOR ADVANCED NON-LIGHT WATER REACTOR NUCLEAR POWER PLANTS | 2021 | 1.247 | Trial | ACCEPTABILITY OF PROBABILISTIC RISK ASSESSMENT RESULTS FOR NON-LIGHT-WATER REACTOR RISK-INFORMED ACTIVITIES
IAEA | IAEA Safety Reports Series No. 82 | AGEING MANAGEMENT FOR NUCLEAR POWER PLANTS: INTERNATIONAL GENERIC AGEING LESSONS LEARNED (IGALL) | 2015 | 1.248 | 0 | GUIDE FOR ASSESSING, MONITORING, AND MITIGATING AGING EFFECTS ON ELECTRICAL EQUIPMENT USED IN PRODUCTION AND UTILIZATION FACILITIES
IEEE | IEEE Std 1205-2014 | IEEE GUIDE FOR ASSESSING, MONITORING, AND MITIGATING AGING EFFECTS ON ELECTRICAL EQUIPMENT USED IN NUCLEAR POWER GENERATING STATIONS AND OTHER NUCLEAR FACILITIES | 2014 | 1.248 | 0 | GUIDE FOR ASSESSING, MONITORING, AND MITIGATING AGING EFFECTS ON ELECTRICAL EQUIPMENT USED IN PRODUCTION AND UTILIZATION FACILITIES
ANSI | ANSI/ANS 3.11-2015 | DETERMINING METEOROLOGICAL INFORMATION AT NUCLEAR FACILITIES | 2015 | 1.249 | 0 | USE OF ARCON METHODOLOGY FOR CALCULATION OF ACCIDENT-RELATED OFFSITE ATMOSPHERIC DISPERSION FACTORS
EPA | EPA-454/B-08-002, Version 2.0 | QUALITY ASSURANCE HANDBOOK FOR AIR POLLUTION MEASUREMENT SYSTEMS: VOLUME IV: METEOROLOGICAL MEASUREMENTS | 2008 | 1.249 | 0 | USE OF ARCON METHODOLOGY FOR CALCULATION OF ACCIDENT-RELATED OFFSITE ATMOSPHERIC DISPERSION FACTORS
EPA | EPA-454/R-99-005 | METEOROLOGICAL MONITORING GUIDANCE FOR REGULATORY MODELING APPLICATIONS | 2000 | 1.249 | 0 | USE OF ARCON METHODOLOGY FOR CALCULATION OF ACCIDENT-RELATED OFFSITE ATMOSPHERIC DISPERSION FACTORS
EPRI | EPRI 3002002982 | PLANT ENGINEERING: GUIDELINE FOR THE ACCEPTANCE OF COMMERCIAL-GRADE ITEMS IN NUCLEAR SAFETY-RELATED APPLICATIONS | 2014 | 1.250 | 0 | DEDICATION OF COMMERCIAL-GRADE DIGITAL INSTRUMENTATION AND CONTROL ITEMS FOR USE IN NUCLEAR POWER PLANTS
EPRI | EPRI TR 106439 | GUIDELINE ON EVALUATION AND ACCEPTANCE OF COMMERCIAL GRADE DIGITAL EQUIPMENT FOR NUCLEAR SAFETY APPLICATIONS | 1996 | 1.250 | 0 | DEDICATION OF COMMERCIAL-GRADE DIGITAL INSTRUMENTATION AND CONTROL ITEMS FOR USE IN NUCLEAR POWER PLANTS
IEC | IEC 61508 | FUNCTIONAL SAFETY OF ELECTRICAL/ELECTRONIC/PROGRAMMABLE ELECTRONIC SAFETY-RELATED SYSTEMS | 2010 | 1.250 | 0 | DEDICATION OF COMMERCIAL-GRADE DIGITAL INSTRUMENTATION AND CONTROL ITEMS FOR USE IN NUCLEAR POWER PLANTS
ISO | ISO/IEC 17065 | CONFORMITY ASSESSMENT — REQUIREMENTS FOR BODIES CERTIFYING PRODUCTS, PROCESSES AND SERVICES | 2012 | 1.250 | 0 | DEDICATION OF COMMERCIAL-GRADE DIGITAL INSTRUMENTATION AND CONTROL ITEMS FOR USE IN NUCLEAR POWER PLANTS
NEI | NEI 17-06 | GUIDANCE ON USING IEC 61508 SIL CERTIFICATION TO SUPPORT THE ACCEPTANCE OF COMMERCIAL GRADE DIGITAL EQUIPMENT FOR NUCLEAR SAFETY RELATED APPLICATIONS | 2021 | 1.250 | 0 | DEDICATION OF COMMERCIAL-GRADE DIGITAL INSTRUMENTATION AND CONTROL ITEMS FOR USE IN NUCLEAR POWER PLANTS
ASME | ASME BPVC Section III, Division 5 | HIGH TEMPERATURE REACTORS | 2021 | 1.253 | 0 | GUIDANCE FOR A TECHNOLOGY-INCLUSIVE CONTENT-OF-APPLICATION METHODOLOGY TO INFORM THE LICENSING BASIS AND CONTENT OF APPLICATIONS FOR LICENSES, CERTIFICATIONS, AND APPROVALS FOR NON-LIGHT-WATER REACTORS
ASME | ASME BPVC Section III, Division 5 | HIGH TEMPERATURE REACTORS | 2021 | 1.253 | 0 / DG-1404 | GUIDANCE FOR A TECHNOLOGY-INCLUSIVE CONTENT-OF-APPLICATION METHODOLOGY TO INFORM THE LICENSING BASIS AND CONTENT OF APPLICATIONS FOR LICENSES, CERTIFICATIONS, AND APPROVALS FOR NON-LIGHT-WATER REACTORS
ASME | ASME/ANS RA-S-1.4-2021 | PROBABILISTIC RISK ASSESSMENT STANDARD FOR ADVANCED NON-LIGHT WATER REACTOR NUCLEAR POWER PLANTS | 2021 | 1.253 | 0 | GUIDANCE FOR A TECHNOLOGY-INCLUSIVE CONTENT-OF-APPLICATION METHODOLOGY TO INFORM THE LICENSING BASIS AND CONTENT OF APPLICATIONS FOR LICENSES, CERTIFICATIONS, AND APPROVALS FOR NON-LIGHT-WATER REACTORS
ASME | ASME/ANS RA-S-1.4-2021 | PROBABILISTIC RISK ASSESSMENT STANDARD FOR ADVANCED NON-LIGHT WATER REACTOR NUCLEAR POWER PLANTS | 2021 | 1.253 | 0 / DG-1404 | GUIDANCE FOR A TECHNOLOGY-INCLUSIVE CONTENT-OF-APPLICATION METHODOLOGY TO INFORM THE LICENSING BASIS AND CONTENT OF APPLICATIONS FOR LICENSES, CERTIFICATIONS, AND APPROVALS FOR NON-LIGHT-WATER REACTORS
EPRI | EPRI-AR-1(NP)-A | URANIUM OXYCARBIDE (UCO) TRISTRUCTURAL ISOTROPIC (TRISO)-COATED PARTICLE FUEL PERFORMANCE | 2020 | 1.253 | 0 | GUIDANCE FOR A TECHNOLOGY-INCLUSIVE CONTENT-OF-APPLICATION METHODOLOGY TO INFORM THE LICENSING BASIS AND CONTENT OF APPLICATIONS FOR LICENSES, CERTIFICATIONS, AND APPROVALS FOR NON-LIGHT-WATER REACTORS
EPRI | EPRI-AR-1(NP)-A | URANIUM OXYCARBIDE (UCO) TRISTRUCTURAL ISOTROPIC (TRISO)-COATED PARTICLE FUEL PERFORMANCE | 2020 | 1.253 | 0 / DG-1404 | GUIDANCE FOR A TECHNOLOGY-INCLUSIVE CONTENT-OF-APPLICATION METHODOLOGY TO INFORM THE LICENSING BASIS AND CONTENT OF APPLICATIONS FOR LICENSES, CERTIFICATIONS, AND APPROVALS FOR NON-LIGHT-WATER REACTORS
IAEA | IAEA Specific Safety Requirement (SSR) SSR-2/1 | SAFETY OF NUCLEAR POWER PLANTS: DESIGN | 2016 | 1.253 | 0 | GUIDANCE FOR A TECHNOLOGY-INCLUSIVE CONTENT-OF-APPLICATION METHODOLOGY TO INFORM THE LICENSING BASIS AND CONTENT OF APPLICATIONS FOR LICENSES, CERTIFICATIONS, AND APPROVALS FOR NON-LIGHT-WATER REACTORS
IAEA | IAEA Specific Safety Requirement (SSR) SSR-2/1 | SAFETY OF NUCLEAR POWER PLANTS: DESIGN | 2016 | 1.253 | 0 / DG-1404 | GUIDANCE FOR A TECHNOLOGY-INCLUSIVE CONTENT-OF-APPLICATION METHODOLOGY TO INFORM THE LICENSING BASIS AND CONTENT OF APPLICATIONS FOR LICENSES, CERTIFICATIONS, AND APPROVALS FOR NON-LIGHT-WATER REACTORS
NEI | NEI 06-12, Revision 2 | B.5.B PHASE 2 & 3 SUBMITTAL GUIDELINE | 2006 | 1.253 | 0 | GUIDANCE FOR A TECHNOLOGY-INCLUSIVE CONTENT-OF-APPLICATION METHODOLOGY TO INFORM THE LICENSING BASIS AND CONTENT OF APPLICATIONS FOR LICENSES, CERTIFICATIONS, AND APPROVALS FOR NON-LIGHT-WATER REACTORS
NEI | NEI 06-12, Revision 2 | B.5.B PHASE 2 & 3 SUBMITTAL GUIDELINE | 2006 | 1.253 | 0 / DG-1404 | GUIDANCE FOR A TECHNOLOGY-INCLUSIVE CONTENT-OF-APPLICATION METHODOLOGY TO INFORM THE LICENSING BASIS AND CONTENT OF APPLICATIONS FOR LICENSES, CERTIFICATIONS, AND APPROVALS FOR NON-LIGHT-WATER REACTORS
NEI | NEI 07-13 | METHODOLOGY FOR PERFORMING AIRCRAFT IMPACT ASSESSMENTS FOR NEW PLANT DESIGNS | 2011 | 1.253 | 0 | GUIDANCE FOR A TECHNOLOGY-INCLUSIVE CONTENT-OF-APPLICATION METHODOLOGY TO INFORM THE LICENSING BASIS AND CONTENT OF APPLICATIONS FOR LICENSES, CERTIFICATIONS, AND APPROVALS FOR NON-LIGHT-WATER REACTORS
NEI | NEI 07-13 | METHODOLOGY FOR PERFORMING AIRCRAFT IMPACT ASSESSMENTS FOR NEW PLANT DESIGNS | 2011 | 1.253 | 0 / DG-1404 | GUIDANCE FOR A TECHNOLOGY-INCLUSIVE CONTENT-OF-APPLICATION METHODOLOGY TO INFORM THE LICENSING BASIS AND CONTENT OF APPLICATIONS FOR LICENSES, CERTIFICATIONS, AND APPROVALS FOR NON-LIGHT-WATER REACTORS
NEI | NEI 18-04 | RISK-INFORMED PERFORMANCE-BASED GUIDANCE FOR NON-LIGHT WATER REACTOR LICENSING BASIS DEVELOPMENT | 2019 | 1.253 | 0 | GUIDANCE FOR A TECHNOLOGY-INCLUSIVE CONTENT-OF-APPLICATION METHODOLOGY TO INFORM THE LICENSING BASIS AND CONTENT OF APPLICATIONS FOR LICENSES, CERTIFICATIONS, AND APPROVALS FOR NON-LIGHT-WATER REACTORS
NEI | NEI 18-04 | RISK-INFORMED PERFORMANCE-BASED GUIDANCE FOR NON-LIGHT WATER REACTOR LICENSING BASIS DEVELOPMENT | 2019 | 1.253 | 0 / DG-1404 | GUIDANCE FOR A TECHNOLOGY-INCLUSIVE CONTENT-OF-APPLICATION METHODOLOGY TO INFORM THE LICENSING BASIS AND CONTENT OF APPLICATIONS FOR LICENSES, CERTIFICATIONS, AND APPROVALS FOR NON-LIGHT-WATER REACTORS
NEI | NEI 20-09 | PERFORMANCE OF PRA PEER REVIEWS USING THE ASME/ANS ADVANCED NON-LWR PRA STANDARD | 2021 | 1.253 | 0 | GUIDANCE FOR A TECHNOLOGY-INCLUSIVE CONTENT-OF-APPLICATION METHODOLOGY TO INFORM THE LICENSING BASIS AND CONTENT OF APPLICATIONS FOR LICENSES, CERTIFICATIONS, AND APPROVALS FOR NON-LIGHT-WATER REACTORS
NEI | NEI 20-09 | PERFORMANCE OF PRA PEER REVIEWS USING THE ASME/ANS ADVANCED NON-LWR PRA STANDARD | 2021 | 1.253 | 0 / DG-1404 | GUIDANCE FOR A TECHNOLOGY-INCLUSIVE CONTENT-OF-APPLICATION METHODOLOGY TO INFORM THE LICENSING BASIS AND CONTENT OF APPLICATIONS FOR LICENSES, CERTIFICATIONS, AND APPROVALS FOR NON-LIGHT-WATER REACTORS
NEI | NEI 21-07, Revision 1 | TECHNOLOGY INCLUSIVE GUIDANCE FOR NON-LIGHT WATER REACTORS, SAFETY ANALYSIS REPORT CONTENT: FOR APPLICANTS USING THE NEI 18-04 METHODOLOGY | 2022 | 1.253 | 0 | GUIDANCE FOR A TECHNOLOGY-INCLUSIVE CONTENT-OF-APPLICATION METHODOLOGY TO INFORM THE LICENSING BASIS AND CONTENT OF APPLICATIONS FOR LICENSES, CERTIFICATIONS, AND APPROVALS FOR NON-LIGHT-WATER REACTORS
NEI | NEI 21-07, Revision 1 | TECHNOLOGY INCLUSIVE GUIDANCE FOR NON-LIGHT WATER REACTORS, SAFETY ANALYSIS REPORT CONTENT: FOR APPLICANTS USING THE NEI 18-04 METHODOLOGY | 2022 | 1.253 | 0 / DG-1404 | GUIDANCE FOR A TECHNOLOGY-INCLUSIVE CONTENT-OF-APPLICATION METHODOLOGY TO INFORM THE LICENSING BASIS AND CONTENT OF APPLICATIONS FOR LICENSES, CERTIFICATIONS, AND APPROVALS FOR NON-LIGHT-WATER REACTORS
NEI | NEI document NEI 12-02, Revision 1 | INDUSTRY GUIDANCE FOR COMPLIANCE WITH NRC ORDER EA-12-051, ‘TO MODIFY LICENSES WITH REGARD TO RELIABLE SPENT FUEL POOL INSTRUMENTATION' | 2012 | 1.253 | 0 | GUIDANCE FOR A TECHNOLOGY-INCLUSIVE CONTENT-OF-APPLICATION METHODOLOGY TO INFORM THE LICENSING BASIS AND CONTENT OF APPLICATIONS FOR LICENSES, CERTIFICATIONS, AND APPROVALS FOR NON-LIGHT-WATER REACTORS
NEI | NEI document NEI 12-02, Revision 1 | INDUSTRY GUIDANCE FOR COMPLIANCE WITH NRC ORDER EA-12-051, ‘TO MODIFY LICENSES WITH REGARD TO RELIABLE SPENT FUEL POOL INSTRUMENTATION' | 2012 | 1.253 | 0 / DG-1404 | GUIDANCE FOR A TECHNOLOGY-INCLUSIVE CONTENT-OF-APPLICATION METHODOLOGY TO INFORM THE LICENSING BASIS AND CONTENT OF APPLICATIONS FOR LICENSES, CERTIFICATIONS, AND APPROVALS FOR NON-LIGHT-WATER REACTORS
NEI | NEI document NEI 12-06, Revision 4 | DIVERSE AND FLEXIBLE COPING STRATEGIES (FLEX) IMPLEMENTATION GUIDE | 2016 | 1.253 | 0 | GUIDANCE FOR A TECHNOLOGY-INCLUSIVE CONTENT-OF-APPLICATION METHODOLOGY TO INFORM THE LICENSING BASIS AND CONTENT OF APPLICATIONS FOR LICENSES, CERTIFICATIONS, AND APPROVALS FOR NON-LIGHT-WATER REACTORS
NEI | NEI document NEI 12-06, Revision 4 | DIVERSE AND FLEXIBLE COPING STRATEGIES (FLEX) IMPLEMENTATION GUIDE | 2016 | 1.253 | 0 / DG-1404 | GUIDANCE FOR A TECHNOLOGY-INCLUSIVE CONTENT-OF-APPLICATION METHODOLOGY TO INFORM THE LICENSING BASIS AND CONTENT OF APPLICATIONS FOR LICENSES, CERTIFICATIONS, AND APPROVALS FOR NON-LIGHT-WATER REACTORS
ANS | ANSI/ANS-58.14-2011 | SAFETY AND PRESSURE INTEGRITY CLASSIFICATION CRITERIA FOR LIGHT WATER REACTORS | 2011 | 1.26 | 6 | QUALITY GROUP CLASSIFICATIONS AND STANDARDS FOR WATER-, STEAM-, AND RADIOACTIVE-WASTE-CONTAINING COMPONENTS OF NUCLEAR POWER PLANTS
API | API-620 | DESIGN AND CONSTRUCTION OF LARGE, WELDED, LOW-PRESSURE STORAGE TANKS | 1990 | 1.26 | 4 | QUALITY GROUP CLASSIFICATIONS AND STANDARDS FOR WATER-, STEAM-, AND RADIOACTIVE-WASTE-CONTAINING COMPONENTS OF NUCLEAR POWER PLANTS
API | API-620 | DESIGN AND CONSTRUCTION OF LARGE, WELDED, LOW-PRESSURE STORAGE TANKS | 1990 | 1.26 | 6 | QUALITY GROUP CLASSIFICATIONS AND STANDARDS FOR WATER-, STEAM-, AND RADIOACTIVE-WASTE-CONTAINING COMPONENTS OF NUCLEAR POWER PLANTS
API | API-650 | WELDED STEEL TANKS FOR OIL STORAGE | 1998 | 1.26 | 4 | QUALITY GROUP CLASSIFICATIONS AND STANDARDS FOR WATER-, STEAM-, AND RADIOACTIVE-WASTE-CONTAINING COMPONENTS OF NUCLEAR POWER PLANTS
API | API-650 | WELDED STEEL TANKS FOR OIL STORAGE | 1998 | 1.26 | 6 | QUALITY GROUP CLASSIFICATIONS AND STANDARDS FOR WATER-, STEAM-, AND RADIOACTIVE-WASTE-CONTAINING COMPONENTS OF NUCLEAR POWER PLANTS
ASME | ASME B31.1 | POWER PIPING | Unknown | 1.26 | 4 | QUALITY GROUP CLASSIFICATIONS AND STANDARDS FOR WATER-, STEAM-, AND RADIOACTIVE-WASTE-CONTAINING COMPONENTS OF NUCLEAR POWER PLANTS
ASME | ASME B96.1 | WELDED ALUMINUM-ALLOY STORAGE TANKS | Unknown | 1.26 | 4 | QUALITY GROUP CLASSIFICATIONS AND STANDARDS FOR WATER-, STEAM-, AND RADIOACTIVE-WASTE-CONTAINING COMPONENTS OF NUCLEAR POWER PLANTS
ASME | ASME BPVC Section III | RULES FOR CONSTRUCTION OF NUCLEAR FACILITY COMPONENTS | Unknown | 1.26 | 4 | QUALITY GROUP CLASSIFICATIONS AND STANDARDS FOR WATER-, STEAM-, AND RADIOACTIVE-WASTE-CONTAINING COMPONENTS OF NUCLEAR POWER PLANTS
ASME | ASME BPVC Section III | RULES FOR CONSTRUCTION OF NUCLEAR FACILITY COMPONENTS | Unknown | 1.26 | 6 | QUALITY GROUP CLASSIFICATIONS AND STANDARDS FOR WATER-, STEAM-, AND RADIOACTIVE-WASTE-CONTAINING COMPONENTS OF NUCLEAR POWER PLANTS
ASME | ASME BPVC Section VIII, Division 1 | RULES FOR CONSTRUCTION OF PRESSURE VESSELS | Unknown | 1.26 | 4 | QUALITY GROUP CLASSIFICATIONS AND STANDARDS FOR WATER-, STEAM-, AND RADIOACTIVE-WASTE-CONTAINING COMPONENTS OF NUCLEAR POWER PLANTS
ASME | ASME BPVC Section VIII, Division 1 | RULES FOR CONSTRUCTION OF PRESSURE VESSELS | Unknown | 1.26 | 6 | QUALITY GROUP CLASSIFICATIONS AND STANDARDS FOR WATER-, STEAM-, AND RADIOACTIVE-WASTE-CONTAINING COMPONENTS OF NUCLEAR POWER PLANTS
ASME | ASME OM Code | OPERATION AND MAINTENANCE OF NUCLEAR POWER PLANTS | Unknown | 1.26 | 6 | QUALITY GROUP CLASSIFICATIONS AND STANDARDS FOR WATER-, STEAM-, AND RADIOACTIVE-WASTE-CONTAINING COMPONENTS OF NUCLEAR POWER PLANTS
ASME | ASME Operation and Maintenance of Nuclear Power Plants, Division 1 | ASME OPERATION AND MAINTENANCE OF NUCLEAR POWER PLANTS, DIVISION 1 | Unknown | 1.26 | 6 | QUALITY GROUP CLASSIFICATIONS AND STANDARDS FOR WATER-, STEAM-, AND RADIOACTIVE-WASTE-CONTAINING COMPONENTS OF NUCLEAR POWER PLANTS
ASME | ASME Standard B31.1 | POWER PIPING | Unknown | 1.26 | 6 | QUALITY GROUP CLASSIFICATIONS AND STANDARDS FOR WATER-, STEAM-, AND RADIOACTIVE-WASTE-CONTAINING COMPONENTS OF NUCLEAR POWER PLANTS
ASME | ASME Standard B96.1 | WELDED ALUMINUM-ALLOY STORAGE TANKS | Unknown | 1.26 | 6 | QUALITY GROUP CLASSIFICATIONS AND STANDARDS FOR WATER-, STEAM-, AND RADIOACTIVE-WASTE-CONTAINING COMPONENTS OF NUCLEAR POWER PLANTS
AWWA | AWWA D-100 | WELDED STEEL TANKS FOR WATER STORAGE | Unknown | 1.26 | 4 | QUALITY GROUP CLASSIFICATIONS AND STANDARDS FOR WATER-, STEAM-, AND RADIOACTIVE-WASTE-CONTAINING COMPONENTS OF NUCLEAR POWER PLANTS
AWWA | AWWA D-100 | WELDED STEEL TANKS FOR WATER STORAGE | Unknown | 1.26 | 6 | QUALITY GROUP CLASSIFICATIONS AND STANDARDS FOR WATER-, STEAM-, AND RADIOACTIVE-WASTE-CONTAINING COMPONENTS OF NUCLEAR POWER PLANTS
IAEA | IAEA SSG-30 | SAFETY CLASSIFICATION OF STRUCTURES, SYSTEMS AND COMPONENTS IN NUCLEAR POWER PLANTS | 2014 | 1.26 | 6 | QUALITY GROUP CLASSIFICATIONS AND STANDARDS FOR WATER-, STEAM-, AND RADIOACTIVE-WASTE-CONTAINING COMPONENTS OF NUCLEAR POWER PLANTS
NEI | NEI 00-04 | 10 CFR 50.69 SSC CATEGORIZATION GUIDE | 2005 | 1.26 | 6 | QUALITY GROUP CLASSIFICATIONS AND STANDARDS FOR WATER-, STEAM-, AND RADIOACTIVE-WASTE-CONTAINING COMPONENTS OF NUCLEAR POWER PLANTS
ANSI | ANSI N45.2-1971 | QUALITY ASSURANCE PROGRAM REQUIREMENTS FOR NUCLEAR POWER PLANTS | 1971 | 1.28 | 4 | QUALITY ASSURANCE PROGRAM CRITERIA (DESIGN AND CONSTRUCTION)
ANSI | ANSI N45.2-1977 | QUALITY ASSURANCE PROGRAM REQUIREMENTS FOR NUCLEAR FACILITIES | 1977 | 1.28 | 4 | QUALITY ASSURANCE PROGRAM CRITERIA (DESIGN AND CONSTRUCTION)
ANSI | ANSI N46.2-1978 | QUALITY ASSURANCE PROGRAM REQUIREMENTS FOR POST REACTOR NUCLEAR FUEL CYCLE FACILITIES | 1978 | 1.28 | 4 | QUALITY ASSURANCE PROGRAM CRITERIA (DESIGN AND CONSTRUCTION)
ASME | ASME NQA-1-1979 | QUALITY ASSURANCE PROGRAM REQUIREMENTS FOR NUCLEAR FACILITIES | 1979 | 1.28 | 4 | QUALITY ASSURANCE PROGRAM CRITERIA (DESIGN AND CONSTRUCTION)
ASME | ASME NQA-1-1983 | QUALITY ASSURANCE REQUIREMENTS FOR MAINTENANCE OF NUCLEAR FACILITIES | 1983 | 1.28 | 4 | QUALITY ASSURANCE PROGRAM CRITERIA (DESIGN AND CONSTRUCTION)
ASME | ASME NQA-1-2008 | QUALITY ASSURANCE REQUIREMENTS FOR MAINTENANCE OF NUCLEAR FACILITIES | 2008 | 1.28 | 4 | QUALITY ASSURANCE PROGRAM CRITERIA (DESIGN AND CONSTRUCTION)
ASME | ASME NQA-1-2008 | QUALITY ASSURANCE REQUIREMENTS FOR MAINTENANCE OF NUCLEAR FACILITIES | 2008 | 1.28 | 6 / DG-1403 | QUALITY ASSURANCE PROGRAM CRITERIA (DESIGN AND CONSTRUCTION)
ASME | ASME NQA-1-2012 | QUALITY ASSURANCE REQUIREMENTS FOR NUCLEAR FACILITY APPLICATIONS | 2012 | 1.28 | 6 / DG-1403 | QUALITY ASSURANCE PROGRAM CRITERIA (DESIGN AND CONSTRUCTION)
ASME | ASME NQA-1-2015 | QUALITY ASSURANCE REQUIREMENTS FOR NUCLEAR FACILITY APPLICATIONS | 2015 | 1.28 | 6 / DG-1403 | QUALITY ASSURANCE PROGRAM CRITERIA (DESIGN AND CONSTRUCTION)
ASME | ASME NQA-1-2017 | QUALITY ASSURANCE REQUIREMENTS FOR NUCLEAR FACILITY APPLICATIONS | 2017 | 1.28 | 6 / DG-1403 | QUALITY ASSURANCE PROGRAM CRITERIA (DESIGN AND CONSTRUCTION)
ASME | ASME NQA-1-2019 | QUALITY ASSURANCE REQUIREMENTS FOR NUCLEAR FACILITY APPLICATIONS | 2019 | 1.28 | 6 / DG-1403 | QUALITY ASSURANCE PROGRAM CRITERIA (DESIGN AND CONSTRUCTION)
ASME | ASME NQA-1-2022 | QUALITY ASSURANCE REQUIREMENTS FOR NUCLEAR FACILITY APPLICATIONS | 2022 | 1.28 | 6 / DG-1403 | QUALITY ASSURANCE PROGRAM CRITERIA (DESIGN AND CONSTRUCTION)
ASME | ASME NQA-1a-1983 | ADDENDA TO ASME NQA-1, “QUALITY ASSURANCE REQUIREMENTS FOR NUCLEAR FACILITY APPLICATIONS” | 1983 | 1.28 | 4 | QUALITY ASSURANCE PROGRAM CRITERIA (DESIGN AND CONSTRUCTION)
ASME | ASME NQA-1a-2009 | QUALITY ASSURANCE REQUIREMENTS FOR NUCLEAR FACILITY APPLICATIONS | 2009 | 1.28 | 4 | QUALITY ASSURANCE PROGRAM CRITERIA (DESIGN AND CONSTRUCTION)
ASME | ASME NQA-1b-2011 Addenda to ASME NQA-1-2008 | QUALITY ASSURANCE REQUIREMENTS FOR NUCLEAR FACILITY APPLICATIONS | 2011 | 1.28 | 6 / DG-1403 | QUALITY ASSURANCE PROGRAM CRITERIA (DESIGN AND CONSTRUCTION)
ASME | ASME NQA-2-1983 | QUALITY ASSURANCE REQUIREMENTS FOR NUCLEAR POWER PLANTS | 1983 | 1.28 | 4 | QUALITY ASSURANCE PROGRAM CRITERIA (DESIGN AND CONSTRUCTION)
NEI | NEI 14-05, Revision 1 | GUIDELINES FOR THE USE OF ACCREDITATION IN LIEU OF COMMERCIAL GRADE SURVEYS FOR PROCUREMENT OF LABORATORY CALIBRATION AND TEST SERVICES | 2014 | 1.28 | 6 / DG-1403 | QUALITY ASSURANCE PROGRAM CRITERIA (DESIGN AND CONSTRUCTION)
NEI | NEI 14-05A, Revision 1 | GUIDELINES FOR THE USE OF ACCREDITATION IN LIEU OF COMMERCIAL GRADE SURVEYS FOR PROCUREMENT OF LABORATORY CALIBRATION AND TEST SERVICES | 2020 | 1.28 | 6 / DG-1403 | QUALITY ASSURANCE PROGRAM CRITERIA (DESIGN AND CONSTRUCTION)
NIRMA | TG11-2011 | AUTHENTICATION OF RECORDS AND MEDIA | 2011 | 1.28 | 6 / DG-1403 | QUALITY ASSURANCE PROGRAM CRITERIA (DESIGN AND CONSTRUCTION)
NIRMA | TG15-2011 | MANAGEMENT OF ELECTRONIC RECORDS | 2011 | 1.28 | 6 / DG-1403 | QUALITY ASSURANCE PROGRAM CRITERIA (DESIGN AND CONSTRUCTION)
NIRMA | TG16-2011 | SOFTWARE CONFIGURATION MANAGEMENT AND QUALITY ASSURANCE | 2011 | 1.28 | 6 / DG-1403 | QUALITY ASSURANCE PROGRAM CRITERIA (DESIGN AND CONSTRUCTION)
NIRMA | TG21-2011 | ELECTRONIC RECORDS PROTECTION AND RESTORATION | 2011 | 1.28 | 6 / DG-1403 | QUALITY ASSURANCE PROGRAM CRITERIA (DESIGN AND CONSTRUCTION)
IAEA | IAEA NS-G-1.6 | SEISMIC DESIGN AND QUALIFICATION FOR NUCLEAR POWER PLANTS | 2003 | 1.29 | 6 | SEISMIC DESIGN CLASSIFICATION FOR NUCLEAR POWER PLANTS
IEEE | IEEE Std 497-2002 | IEEE STANDARD CRITERIA FOR ACCIDENT MONITORING INSTRUMENTATION FOR NUCLEAR POWER GENERATING STATIONS | 2002 | 1.29 | 6 | SEISMIC DESIGN CLASSIFICATION FOR NUCLEAR POWER PLANTS
ANSI | ANSI N45.2.4-1972 | INSTALLATION, INSPECTION, AND TESTING REQUIREMENTS FOR INSTRUMENTATION AND ELECTRIC EQUIPMENT DURING THE CONSTRUCTION OF NUCLEAR POWER GENERATING STATIONS | 1972 | 1.30 | 0 | QUALITY ASSURANCE REQUIREMENTS FOR THE INSTALLATION, INSPECTION, AND TESTING OF INSTRUMENTATION AND ELECTRIC EQUIPMENT (SAFETY GUIDE 30)
ANSI | ANSI N45.2-1971 | QUALITY ASSURANCE PROGRAM REQUIREMENTS FOR NUCLEAR POWER PLANTS | 1971 | 1.30 | 0 | QUALITY ASSURANCE REQUIREMENTS FOR THE INSTALLATION, INSPECTION, AND TESTING OF INSTRUMENTATION AND ELECTRIC EQUIPMENT (SAFETY GUIDE 30)
IEEE | IEEE Std 336-1971 | INSTALLATION, INSPECTION, AND TESTING REQUIREMENTS FOR INSTRUMENTATION AND ELECTRIC EQUIPMENT DURING THE CONSTRUCTION OF NUCLEAR POWER GENERATING STATIONS | 1971 | 1.30 | 0 | QUALITY ASSURANCE REQUIREMENTS FOR THE INSTALLATION, INSPECTION, AND TESTING OF INSTRUMENTATION AND ELECTRIC EQUIPMENT (SAFETY GUIDE 30)
IEEE | IEEE Std 336-2020 | IEEE RECOMMENDED PRACTICE FOR INSTALLATION, INSPECTION AND TESTING FOR CLASS 1E POWER, INSTRUMENTATION, AND CONTROL EQUIPMENT AT NUCLEAR FACILITIES | 2020 | 1.30 | 1 | INSTALLATION, INSPECTION, AND TESTING FOR CLASS 1E POWER, INSTRUMENTATION, AND CONTROL EQUIPMENT AT PRODUCTION AND UTILIZATION FACILITIES
ASME | ASME BPVC Section III | RULES FOR CONSTRUCTION OF NUCLEAR FACILITY COMPONENTS | Unknown | 1.31 | 4 | CONTROL OF FERRITE CONTENT IN STAINLESS STEEL WELD METAL
AWS | AWS A4.2-74 | STANDARD PROCEDURES FOR CALIBRATING MAGNETIC INSTRUMENTS TO MEASURE THE DELTA FERRITE CONTENT OF AUSTENITIC AND DUPLEX FERRITIC-AUSTENITIC STAINLESS STEEL WELD METAL | 1974 | 1.31 | 4 | CONTROL OF FERRITE CONTENT IN STAINLESS STEEL WELD METAL
AWS | AWS A5.4-78 | SPECIFICATION FOR STAINLESS STEEL ELECTRODES FOR SHIELDED METAL ARC WELDING | 1978 | 1.31 | 4 | CONTROL OF FERRITE CONTENT IN STAINLESS STEEL WELD METAL
NRC | Safety Guide 31 | CONTROL OF STAINLESS STEEL WELDING | 1972 | 1.31 | 4 | CONTROL OF FERRITE CONTENT IN STAINLESS STEEL WELD METAL
IEEE | IEEE Std 308-2001 | IEEE STANDARD CRITERIA FOR CLASS 1E POWER SYSTEMS FOR NUCLEAR POWER GENERATING STATIONS | 2001 | 1.32 | 3 | CRITERIA FOR POWER SYSTEMS FOR NUCLEAR POWER PLANTS
ANS | ANS 3.2-1976 | ADMINISTRATIVE CONTROLS AND QUALITY ASSURANCE FOR THE OPERATIONAL PHASE OF NUCLEAR POWER PLANTS | 1976 | 1.33 | 3 | QUALITY ASSURANCE PROGRAM REQUIREMENTS (OPERATION)
ANS | ANSI/ANS 3.2-2012 | MANAGERIAL, ADMINISTRATIVE, AND QUALITY ASSURANCE CONTROLS FOR OPERATIONAL PHASE OF NUCLEAR POWER PLANTS | 2012 | 1.33 | 3 | QUALITY ASSURANCE PROGRAM REQUIREMENTS (OPERATION)
ANSI | ANSI N18.7-76 | ADMINISTRATIVE CONTROLS AND QUALITY ASSURANCE FOR THE OPERATIONAL PHASE OF NUCLEAR POWER PLANTS | 1976 | 1.33 | 3 | QUALITY ASSURANCE PROGRAM REQUIREMENTS (OPERATION)
ASME | ASME NQA-1-2008 | QUALITY ASSURANCE REQUIREMENTS FOR MAINTENANCE OF NUCLEAR FACILITIES | 2008 | 1.33 | 3 | QUALITY ASSURANCE PROGRAM REQUIREMENTS (OPERATION)
ASME | ASME NQA-1a-2009 | QUALITY ASSURANCE REQUIREMENTS FOR NUCLEAR FACILITY APPLICATIONS | 2009 | 1.33 | 3 | QUALITY ASSURANCE PROGRAM REQUIREMENTS (OPERATION)
ASME | ASME BPVC Section III | RULES FOR CONSTRUCTION OF NUCLEAR FACILITY COMPONENTS | Unknown | 1.34 | 1 | CONTROL OF ELECTROSLAG WELD PROPERTIES
ASME | ASME BPVC Section IX | WELDING QUALIFICATIONS | Unknown | 1.34 | 1 | CONTROL OF ELECTROSLAG WELD PROPERTIES
ACI | ACI 201.IR-1968 | GUIDE FOR MAKING A CONDITION SURVEY OF CONCRETE IN SERVICE | 1968 | 1.35 | 3 | INSERVICE INSPECTION OF UNGROUTED TENDONS IN PRESTRESSED CONCRETE CONTAINMENTS
ASME | ASME BPVC Section III | RULES FOR CONSTRUCTION OF NUCLEAR FACILITY COMPONENTS | Unknown | 1.35 | 3 | INSERVICE INSPECTION OF UNGROUTED TENDONS IN PRESTRESSED CONCRETE CONTAINMENTS
ASME | ASME BPVC Section XI | RULES FOR INSERVICE INSPECTION OF NUCLEAR POWER PLANT COMPONENTS | Unknown | 1.35 | 3 | INSERVICE INSPECTION OF UNGROUTED TENDONS IN PRESTRESSED CONCRETE CONTAINMENTS
ASTM | ANSI/ASTM C512-76 | STANDARD TEST METHOD FOR CREEP OF CONCRETE IN COMPRESSION | 1976 | 1.35 | 3 | INSERVICE INSPECTION OF UNGROUTED TENDONS IN PRESTRESSED CONCRETE CONTAINMENTS
ASTM | ASTM D3867 | STANDARD TEST METHODS FOR NITRITE-NITRATE IN WATER | Unknown | 1.35 | 3 | INSERVICE INSPECTION OF UNGROUTED TENDONS IN PRESTRESSED CONCRETE CONTAINMENTS
ASTM | ASTM D512 | TESTS FOR CHLORIDE ION IN INDUSTRIAL WATER AND INDUSTRIAL WASTE WATER | Unknown | 1.35 | 3 | INSERVICE INSPECTION OF UNGROUTED TENDONS IN PRESTRESSED CONCRETE CONTAINMENTS
ASTM | ASTM D95 | STANDARD TEST METHODS FOR WATER IN PETROLEUM PRODUCTS AND BITUMINOUS MATERIALS BY DISTILLATION | Unknown | 1.35 | 3 | INSERVICE INSPECTION OF UNGROUTED TENDONS IN PRESTRESSED CONCRETE CONTAINMENTS
ASTM | ASTM D974 | STANDARD TEST METHODS FOR NEUTRALIZATION NUMBER BY COLOR-INDICATOR TITRATION | Unknown | 1.35 | 3 | INSERVICE INSPECTION OF UNGROUTED TENDONS IN PRESTRESSED CONCRETE CONTAINMENTS
ASTM | ASTM D992 | STANDARD TEST METHODS FOR NITRITE-NITRATE IN WATER | Unknown | 1.35 | 3 | INSERVICE INSPECTION OF UNGROUTED TENDONS IN PRESTRESSED CONCRETE CONTAINMENTS
ACI | ACI 318 | BUILDING CODE REQUIREMENTS FOR REINFORCED CONCRETE | 2005 | 1.35.1 | 0 | DETERMINING PRESTRESSING FORCES FOR INSPECTION OF PRESTRESSED CONCRETE CONTAINMENTS
ACI | ACI 359 | CODE FOR CONCRETE REACTOR VESSELS AND CONTAINMENTS | 1999 | 1.35.1 | 0 | DETERMINING PRESTRESSING FORCES FOR INSPECTION OF PRESTRESSED CONCRETE CONTAINMENTS
ACI | ACI SP-34 | CONCRETE FOR NUCLEAR REACTORS | 1972 | 1.35.1 | 0 | DETERMINING PRESTRESSING FORCES FOR INSPECTION OF PRESTRESSED CONCRETE CONTAINMENTS
ASTM | ANSI/ASTM C512-76 | STANDARD TEST METHOD FOR CREEP OF CONCRETE IN COMPRESSION | 1976 | 1.35.1 | 0 | DETERMINING PRESTRESSING FORCES FOR INSPECTION OF PRESTRESSED CONCRETE CONTAINMENTS
ASTM | ASTM C692-71 | STANDARD METHOD FOR EVALUATING STRESS CORROSION EFFECT OF WICKING-TYPE THERMAL INSULATIONS ON STAINLESS STEEL | 1971 | 1.36 | 0 | NONMETALLIC THERMAL INSULATION FOR AUSTENITIC STAINLESS STEEL
ASTM | ASTM D1179 | TESTS FOR FLUORIDE ION IN INDUSTRIAL WATER AND INDUSTRIAL WASTE WATER | Unknown | 1.36 | 0 | NONMETALLIC THERMAL INSULATION FOR AUSTENITIC STAINLESS STEEL
ASTM | ASTM D512 | TESTS FOR CHLORIDE ION IN INDUSTRIAL WATER AND INDUSTRIAL WASTE WATER | Unknown | 1.36 | 0 | NONMETALLIC THERMAL INSULATION FOR AUSTENITIC STAINLESS STEEL
ASTM | ASTM E120 | MOLYBDENUM BLUE METHOD | Unknown | 1.36 | 0 | NONMETALLIC THERMAL INSULATION FOR AUSTENITIC STAINLESS STEEL
ASTM | ASTM E60 | PHOTOMETRIC METHODS FOR CHEMICAL ANALYSIS OF METALS | Unknown | 1.36 | 0 | NONMETALLIC THERMAL INSULATION FOR AUSTENITIC STAINLESS STEEL
ASTM | ASTM E62 | MOLYBDISILICIC ACID METHOD | Unknown | 1.36 | 0 | NONMETALLIC THERMAL INSULATION FOR AUSTENITIC STAINLESS STEEL
RDT | RDT M12-1T | TEST REQUIREMENTS FOR THERMAL INSULATING MATERIALS FOR USE ON AUSTENITIC STAINLESS STEEL | Unknown | 1.36 | 0 | NONMETALLIC THERMAL INSULATION FOR AUSTENITIC STAINLESS STEEL
ANSI | ANSI N45.2.1-1973 | CLEANING OF FLUID SYSTEMS AND ASSOCIATED COMPONENTS DURING CONSTRUCTION PHASE OF NUCLEAR POWER PLANTS | 1973 | 1.37 | 1 | QUALITY ASSURANCE REQUIREMENTS FOR CLEANING OF FLUID SYSTEMS AND ASSOCIATED COMPONENTS OF WATER-COOLED NUCLEAR POWER PLANTS
ANSI | ANSI N45.2.1-1980 | CLEANING OF FLUID SYSTEMS AND ASSOCIATED COMPONENTS FOR NUCLEAR POWER PLANTS | 1980 | 1.37 | 1 | QUALITY ASSURANCE REQUIREMENTS FOR CLEANING OF FLUID SYSTEMS AND ASSOCIATED COMPONENTS OF WATER-COOLED NUCLEAR POWER PLANTS
ANSI | ANSI N45.2-1977 | QUALITY ASSURANCE PROGRAM REQUIREMENTS FOR NUCLEAR FACILITIES | 1977 | 1.37 | 1 | QUALITY ASSURANCE REQUIREMENTS FOR CLEANING OF FLUID SYSTEMS AND ASSOCIATED COMPONENTS OF WATER-COOLED NUCLEAR POWER PLANTS
ANSI | ANSI N46.2 | QUALITY ASSURANCE PROGRAM REQUIREMENTS FOR POST-REACTOR NUCLEAR FUEL CYCLE FACILITIES | Unknown | 1.37 | 1 | QUALITY ASSURANCE REQUIREMENTS FOR CLEANING OF FLUID SYSTEMS AND ASSOCIATED COMPONENTS OF WATER-COOLED NUCLEAR POWER PLANTS
ASME | ASME NQA-1-1979 | QUALITY ASSURANCE PROGRAM REQUIREMENTS FOR NUCLEAR FACILITIES | 1979 | 1.37 | 1 | QUALITY ASSURANCE REQUIREMENTS FOR CLEANING OF FLUID SYSTEMS AND ASSOCIATED COMPONENTS OF WATER-COOLED NUCLEAR POWER PLANTS
ASME | ASME NQA-1-1994 | QUALITY ASSURANCE REQUIREMENTS FOR MAINTENANCE OF NUCLEAR FACILITIES | 1994 | 1.37 | 1 | QUALITY ASSURANCE REQUIREMENTS FOR CLEANING OF FLUID SYSTEMS AND ASSOCIATED COMPONENTS OF WATER-COOLED NUCLEAR POWER PLANTS
ASME | ASME NQA-2-1983 | QUALITY ASSURANCE REQUIREMENTS FOR NUCLEAR POWER PLANTS | 1983 | 1.37 | 1 | QUALITY ASSURANCE REQUIREMENTS FOR CLEANING OF FLUID SYSTEMS AND ASSOCIATED COMPONENTS OF WATER-COOLED NUCLEAR POWER PLANTS
ASME | ASME NQA-3 | QUALITY ASSURANCE PROGRAM REQUIREMENTS FOR THE COLLECTION OF SCIENTIFIC AND TECHNICAL INFORMATION ON SITE CHARACTERIZATION OF HIGH-LEVEL NUCLEAR WASTE | Unknown | 1.37 | 1 | QUALITY ASSURANCE REQUIREMENTS FOR CLEANING OF FLUID SYSTEMS AND ASSOCIATED COMPONENTS OF WATER-COOLED NUCLEAR POWER PLANTS
ANSI | ANSI N45.2.2-1972 | PACKAGING, SHIPPING, RECEIVING, STORAGE, AND HANDLING OF ITEMS OF NUCLEAR POWER PLANTS | 1972 | 1.38 | 2 | QUALITY ASSURANCE REQUIREMENTS FOR PACKAGING, SHIPPING, RECEIVING, STORAGE, AND HANDLING OF ITEMS FOR WATER-COOLED NUCLEAR POWER PLANTS
ASME | ASME BPVC Section XI | RULES FOR INSERVICE INSPECTION OF NUCLEAR POWER PLANT COMPONENTS | Unknown | 1.38 | 2 | QUALITY ASSURANCE REQUIREMENTS FOR PACKAGING, SHIPPING, RECEIVING, STORAGE, AND HANDLING OF ITEMS FOR WATER-COOLED NUCLEAR POWER PLANTS
ANSI | ANSI N45.2.3-1973 | HOUSEKEEPING DURING THE CONSTRUCTION PHASE OF NUCLEAR POWER PLANTS | 1973 | 1.39 | 2 | HOUSEKEEPING REQUIREMENTS FOR WATER-COOLED NUCLEAR POWER PLANTS
IEEE | IEEE Std 334-2006 | IEEE STANDARD FOR QUALIFYING CONTINUOUS DUTY CLASS 1E MOTORS FOR NUCLEAR POWER GENERATING STATIONS | 2006 | 1.40 | 1 | QUALIFICATION OF CONTINUOUS DUTY SAFETY-RELATED MOTORS FOR NUCLEAR POWER PLANTS
IEEE | IEEE Std 308-1971 | CRITERIA FOR CLASS IE ELECTRIC SYSTEMS FOR NUCLEAR POWER GENERATING STATIONS | 1971 | 1.41 | 0 | PREOPERATIONAL TESTING OF REDUNDANT ON-SITE ELECTRIC POWER SYSTEMS TO VERIFY PROPER LOAD GROUP ASSIGNMENTS
ASME | ASME BPVC Section III | RULES FOR CONSTRUCTION OF NUCLEAR FACILITY COMPONENTS | Unknown | 1.43 | 1 | CONTROL OF STAINLESS STEEL WELD CLADDING OF LOW-ALLOY STEEL COMPONENTS
ASME | ASME BPVC Section IX | WELDING QUALIFICATIONS | Unknown | 1.43 | 1 | CONTROL OF STAINLESS STEEL WELD CLADDING OF LOW-ALLOY STEEL COMPONENTS
ASME | ASME SA-508 | SPECIFICATION FOR QUENCHED AND TEMPERED VACUUM TREATED CARBON AND ALLOY STEEL FORGINGS FOR PRESSURE VESSELS | Unknown | 1.43 | 1 | CONTROL OF STAINLESS STEEL WELD CLADDING OF LOW-ALLOY STEEL COMPONENTS
ASME | ASME SA-533 | PRESSURE VESSEL PLATES, ALLOY STEEL, QUENCHED AND TEMPERED, MANGANESE-MOLYBDENUM AND MANGANESE-MOLYBDENUM-NICKEL | Unknown | 1.43 | 1 | CONTROL OF STAINLESS STEEL WELD CLADDING OF LOW-ALLOY STEEL COMPONENTS
ASME | ASME BPVC Section IX | WELDING QUALIFICATIONS | Unknown | 1.44 | 1 | CONTROL OF THE PROCESSING AND USE OF STAINLESS STEEL
ASTM | ASTM A262 | STANDARD PRACTICES FOR DETECTING SUSCEPTIBILITY TO INTERGRANULAR ATTACK IN AUSTENITIC STAINLESS STEELS | Unknown | 1.44 | 1 | CONTROL OF THE PROCESSING AND USE OF STAINLESS STEEL
ASME | ASME BPVC Section III | RULES FOR CONSTRUCTION OF NUCLEAR FACILITY COMPONENTS | Unknown | 1.45 | 1 | GUIDANCE ON MONITORING AND RESPONDING TO REACTOR COOLANT SYSTEM LEAKAGE
EPRI | EPRI Report No. 1012947 | MATERIALS RELIABILITY PROGRAM: SURVEY OF ONLINE PWR PRIMARY COOLANT LEAK DETECTION TECHNOLOGIES (MRP-187) | 2005 | 1.45 | 1 | GUIDANCE ON MONITORING AND RESPONDING TO REACTOR COOLANT SYSTEM LEAKAGE
IEEE | IEEE Std 603-1991 | CRITERIA FOR SAFETY SYSTEMS FOR NUCLEAR POWER GENERATING STATIONS | 1991 | 1.45 | 1 | GUIDANCE ON MONITORING AND RESPONDING TO REACTOR COOLANT SYSTEM LEAKAGE
ASME | ASME BPVC Section III | RULES FOR CONSTRUCTION OF NUCLEAR FACILITY COMPONENTS | Unknown | 1.46 | 0 | PROTECTION AGAININST PIPE WHIP INSIDE CONTAINMENT
IEEE | IEEE Std 279-1971 | CRITERIA FOR PROTECTION SYSTEMS FOR NUCLEAR POWER GENERATING STATIONS | 1971 | 1.47 | 1 | BYPASSED AND INOPERABLE STATUS INDICATION FOR NUCLEAR POWER PLANT SAFETY SYSTEMS
IEEE | IEEE Std 323-2003 | IEEE STANDARD FOR QUALIFYING CLASS IE EQUIPMENT FOR NUCLEAR POWER GENERATING STATIONS | 2003 | 1.47 | 1 | BYPASSED AND INOPERABLE STATUS INDICATION FOR NUCLEAR POWER PLANT SAFETY SYSTEMS
IEEE | IEEE Std 338-1987 | STANDARD CRITERIA FOR THE PERIODIC SURVEILLANCE TESTING OF NUCLEAR POWER GENERATING STATION SAFETY SYSTEMS | 1987 | 1.47 | 1 | BYPASSED AND INOPERABLE STATUS INDICATION FOR NUCLEAR POWER PLANT SAFETY SYSTEMS
IEEE | IEEE Std 379-2000 | IEEE STANDARD APPLICATION OF THE SINGLE-FAILURE CRITERION TO NUCLEAR POWER GENERATING STATION SAFETY SYSTEMS | 2000 | 1.47 | 1 | BYPASSED AND INOPERABLE STATUS INDICATION FOR NUCLEAR POWER PLANT SAFETY SYSTEMS
IEEE | IEEE Std 384-1992 | IEEE STANDARD CRITERIA FOR INDEPENDENCE OF CLASS 1E EQUIPMENT AND CIRCUITS | 1992 | 1.47 | 1 | BYPASSED AND INOPERABLE STATUS INDICATION FOR NUCLEAR POWER PLANT SAFETY SYSTEMS
IEEE | IEEE Std 603-1991 | CRITERIA FOR SAFETY SYSTEMS FOR NUCLEAR POWER GENERATING STATIONS | 1991 | 1.47 | 1 | BYPASSED AND INOPERABLE STATUS INDICATION FOR NUCLEAR POWER PLANT SAFETY SYSTEMS
IEEE | IEEE Std 7-4.3.2-2003 | STANDARD CRITERIA FOR DIGITAL COMPUTERS IN SAFETY SYSTEMS OF NUCLEAR POWER GENERATING STATIONS | 2003 | 1.47 | 1 | BYPASSED AND INOPERABLE STATUS INDICATION FOR NUCLEAR POWER PLANT SAFETY SYSTEMS
ASME | ASME BPVC Section III | RULES FOR CONSTRUCTION OF NUCLEAR POWER PLANT COMPONENTS | Unknown | 1.48 | 0 | DESIGN LIMIT AND LOADING COMBINATIONS FOR SEISMIC CATEGORY I FLUID SYSTEM COMPONENTS
ASME | ASME BPVC Section III | RULES FOR CONSTRUCTION OF NUCLEAR FACILITY COMPONENTS | Unknown | 1.50 | 1 | CONTROL OF PREHEAT TEMPERATURE FOR WELDING OF LOW-ALLOY STEEL
ASME | ASME BPVC Section IX | WELDING QUALIFICATIONS | Unknown | 1.50 | 1 | CONTROL OF PREHEAT TEMPERATURE FOR WELDING OF LOW-ALLOY STEEL
ASME | ASME AG-1-2009 | CODE ON NUCLEAR AIR AND GAS TREATMENT | 2009 | 1.52 | 4 | DESIGN, INSPECTION, AND TESTING CRITERIA FOR AIR FILTRATION AND ADSORPTION UNITS OF POST-ACCIDENT ENGINEERED-SAFETY-FEATURE ATMOSPHERE CLEANUP SYSTEMS IN LIGHT-WATER-COOLED NUCLEAR POWER PLANTS
ASME | ASME N509-2002 | NUCLEAR POWER PLANT AIR-CLEANING UNITS AND COMPONENTS | 2002 | 1.52 | 4 | DESIGN, INSPECTION, AND TESTING CRITERIA FOR AIR FILTRATION AND ADSORPTION UNITS OF POST-ACCIDENT ENGINEERED-SAFETY-FEATURE ATMOSPHERE CLEANUP SYSTEMS IN LIGHT-WATER-COOLED NUCLEAR POWER PLANTS
ASME | ASME N510-2007 | TESTING OF NUCLEAR AIR-TREATMENT SYSTEMS | 2007 | 1.52 | 4 | DESIGN, INSPECTION, AND TESTING CRITERIA FOR AIR FILTRATION AND ADSORPTION UNITS OF POST-ACCIDENT ENGINEERED-SAFETY-FEATURE ATMOSPHERE CLEANUP SYSTEMS IN LIGHT-WATER-COOLED NUCLEAR POWER PLANTS
ASME | ASME N511-2007 | IN-SERVICE TESTING OF NUCLEAR AIR TREATMENT, HEATING, VENTILATING, AND AIR-CONDITIONING SYSTEMS | 2007 | 1.52 | 4 | DESIGN, INSPECTION, AND TESTING CRITERIA FOR AIR FILTRATION AND ADSORPTION UNITS OF POST-ACCIDENT ENGINEERED-SAFETY-FEATURE ATMOSPHERE CLEANUP SYSTEMS IN LIGHT-WATER-COOLED NUCLEAR POWER PLANTS
ASME | ASME NQA-1-2008 | QUALITY ASSURANCE REQUIREMENTS FOR MAINTENANCE OF NUCLEAR FACILITIES | 2008 | 1.52 | 4 | DESIGN, INSPECTION, AND TESTING CRITERIA FOR AIR FILTRATION AND ADSORPTION UNITS OF POST-ACCIDENT ENGINEERED-SAFETY-FEATURE ATMOSPHERE CLEANUP SYSTEMS IN LIGHT-WATER-COOLED NUCLEAR POWER PLANTS
ASTM | ASTM D3803-91 | STANDARD TEST METHODS FOR NUCLEAR-GRADE ACTIVATED CARBON | 1991 | 1.52 | 4 | DESIGN, INSPECTION, AND TESTING CRITERIA FOR AIR FILTRATION AND ADSORPTION UNITS OF POST-ACCIDENT ENGINEERED-SAFETY-FEATURE ATMOSPHERE CLEANUP SYSTEMS IN LIGHT-WATER-COOLED NUCLEAR POWER PLANTS
IEEE | IEEE Std 323-1974 | IEEE STANDARD FOR QUALIFYING CLASS IE EQUIPMENT FOR NUCLEAR POWER GENERATING STATIONS | 1974 | 1.52 | 4 | DESIGN, INSPECTION, AND TESTING CRITERIA FOR AIR FILTRATION AND ADSORPTION UNITS OF POST-ACCIDENT ENGINEERED-SAFETY-FEATURE ATMOSPHERE CLEANUP SYSTEMS IN LIGHT-WATER-COOLED NUCLEAR POWER PLANTS
IEEE | IEEE Std 603-1991 | CRITERIA FOR SAFETY SYSTEMS FOR NUCLEAR POWER GENERATING STATIONS | 1991 | 1.52 | 4 | DESIGN, INSPECTION, AND TESTING CRITERIA FOR AIR FILTRATION AND ADSORPTION UNITS OF POST-ACCIDENT ENGINEERED-SAFETY-FEATURE ATMOSPHERE CLEANUP SYSTEMS IN LIGHT-WATER-COOLED NUCLEAR POWER PLANTS
NFPA | NFPA 90A | STANDARD FOR THE INSTALLATION OF AIR-CONDITIONING AND VENTILATING SYSTEMS | Unknown | 1.52 | 4 | DESIGN, INSPECTION, AND TESTING CRITERIA FOR AIR FILTRATION AND ADSORPTION UNITS OF POST-ACCIDENT ENGINEERED-SAFETY-FEATURE ATMOSPHERE CLEANUP SYSTEMS IN LIGHT-WATER-COOLED NUCLEAR POWER PLANTS
IEEE | IEEE Std 279-1971 | CRITERIA FOR PROTECTION SYSTEMS FOR NUCLEAR POWER GENERATING STATIONS | 1971 | 1.53 | 2 | APPLICATION OF THE SINGLE-FAILURE CRITERION TO NUCLEAR POWER PLANT PROTECTION SYSTEMS
IEEE | IEEE Std 379-2000 | IEEE STANDARD APPLICATION OF THE SINGLE-FAILURE CRITERION TO NUCLEAR POWER GENERATING STATION SAFETY SYSTEMS | 2000 | 1.53 | 2 | APPLICATION OF THE SINGLE-FAILURE CRITERION TO NUCLEAR POWER PLANT PROTECTION SYSTEMS
IEEE | IEEE Std 603-1991 | CRITERIA FOR SAFETY SYSTEMS FOR NUCLEAR POWER GENERATING STATIONS | 1991 | 1.53 | 2 | APPLICATION OF THE SINGLE-FAILURE CRITERION TO NUCLEAR POWER PLANT PROTECTION SYSTEMS
ANSI | ANSI N101.2-72 | PROTECTIVE COATINGS (PAINTS) FOR LIGHT-WATER NUCLEAR REACTOR CONTAINMENT FACILITIES | 1972 | 1.54 | 2 | SERVICE LEVEL I, II, AND III PROTECTIVE COATINGS APPLIED TO NUCLEAR POWER PLANTS
ANSI | ANSI N101.4-72 | QUALITY ASSURANCE FOR PROTECTIVE COATINGS APPLIED TO NUCLEAR FACILITIES | 1972 | 1.54 | 2 | SERVICE LEVEL I, II, AND III PROTECTIVE COATINGS APPLIED TO NUCLEAR POWER PLANTS
ASTM | ASTM D3843-00 | STANDARD PRACTICE FOR QUALITY ASSURANCE FOR PROTECTIVE COATINGS APPLIED TO NUCLEAR FACILITIES | 2000 | 1.54 | 2 | SERVICE LEVEL I, II, AND III PROTECTIVE COATINGS APPLIED TO NUCLEAR POWER PLANTS
ASTM | ASTM D3911-08 | STANDARD TEST METHOD FOR EVALUATING COATINGS USED IN LIGHT-WATER NUCLEAR POWER PLANTS AT SIMULATED DESIGN-BASIS ACCIDENT (DBA) CONDITIONS | 2008 | 1.54 | 2 | SERVICE LEVEL I, II, AND III PROTECTIVE COATINGS APPLIED TO NUCLEAR POWER PLANTS
ASTM | ASTM D3911-95 | STANDARD TEST METHOD FOR EVALUATING COATINGS USED IN LIGHT-WATER NUCLEAR POWER PLANTS AT SIMULATED DESIGN-BASIS ACCIDENT (DBA) CONDITIONS | 1995 | 1.54 | 2 | SERVICE LEVEL I, II, AND III PROTECTIVE COATINGS APPLIED TO NUCLEAR POWER PLANTS
ASTM | ASTM D3912-10 | STANDARD TEST METHOD FOR CHEMICAL RESISTANCE OF COATINGS AND LININGS FOR USE IN NUCLEAR POWER PLANTS | 2010 | 1.54 | 2 | SERVICE LEVEL I, II, AND III PROTECTIVE COATINGS APPLIED TO NUCLEAR POWER PLANTS
ASTM | ASTM D4082-10 | STANDARD TEST METHOD FOR EFFECTS OF GAMMA RADIATION ON COATINGS FOR USE IN NUCLEAR POWER PLANTS | 2010 | 1.54 | 2 | SERVICE LEVEL I, II, AND III PROTECTIVE COATINGS APPLIED TO NUCLEAR POWER PLANTS
ASTM | ASTM D4227-05 | STANDARD PRACTICE FOR QUALIFICATION OF COATING APPLICATORS FOR APPLICATION OF COATINGS TO CONCRETE SURFACES | 2005 | 1.54 | 2 | SERVICE LEVEL I, II, AND III PROTECTIVE COATINGS APPLIED TO NUCLEAR POWER PLANTS
ASTM | ASTM D4228-05 | STANDARD PRACTICE FOR QUALIFICATION OF COATING APPLICATORS FOR APPLICATION OF COATINGS TO STEEL SURFACES | 2005 | 1.54 | 2 | SERVICE LEVEL I, II, AND III PROTECTIVE COATINGS APPLIED TO NUCLEAR POWER PLANTS
ASTM | ASTM D4256-94 | TEST METHOD FOR DETERMINATION OF THE DECONTAMINABILITY OF COATINGS USED IN LIGHT-WATER NUCLEAR POWER PLANTS | 1994 | 1.54 | 2 | SERVICE LEVEL I, II, AND III PROTECTIVE COATINGS APPLIED TO NUCLEAR POWER PLANTS
ASTM | ASTM D4286-08 | STANDARD PRACTICE FOR DETERMINING COATING CONTRACTOR QUALIFICATIONS FOR NUCLEAR POWERED ELECTRIC GENERATION FACILITIES | 2008 | 1.54 | 2 | SERVICE LEVEL I, II, AND III PROTECTIVE COATINGS APPLIED TO NUCLEAR POWER PLANTS
ASTM | ASTM D4537-04a | STANDARD GUIDE FOR ESTABLISHING PROCEDURES TO QUALIFY AND CERTIFY PERSONNEL PERFORMING COATING WORK INSPECTION IN NUCLEAR FACILITIES | 2004 | 1.54 | 2 | SERVICE LEVEL I, II, AND III PROTECTIVE COATINGS APPLIED TO NUCLEAR POWER PLANTS
ASTM | ASTM D4538-05 | STANDARD TERMINOLOGY RELATING TO PROTECTIVE COATING AND LINING WORK FOR POWER GENERATION FACILITIES | 2005 | 1.54 | 2 | SERVICE LEVEL I, II, AND III PROTECTIVE COATINGS APPLIED TO NUCLEAR POWER PLANTS
ASTM | ASTM D4541-09 | STANDARD TEST METHOD FOR PULL-OFF STRENGTH OF COATINGS USING PORTABLE ADHESION TESTERS | 2009 | 1.54 | 2 | SERVICE LEVEL I, II, AND III PROTECTIVE COATINGS APPLIED TO NUCLEAR POWER PLANTS
ASTM | ASTM D5139-10 | STANDARD SPECIFICATION FOR SAMPLE PREPARATION FOR QUALIFICATION TESTING OF COATINGS TO BE USED IN NUCLEAR POWER PLANTS | 2010 | 1.54 | 2 | SERVICE LEVEL I, II, AND III PROTECTIVE COATINGS APPLIED TO NUCLEAR POWER PLANTS
ASTM | ASTM D5144-08 | USE OF PROTECTIVE COATING STANDARDS IN NUCLEAR POWER PLANTS | 2008 | 1.54 | 2 | SERVICE LEVEL I, II, AND III PROTECTIVE COATINGS APPLIED TO NUCLEAR POWER PLANTS
ASTM | ASTM D5163-08 | STANDARD GUIDE FOR ESTABLISHING A PROGRAM FOR CONDITION ASSESSMENT OF COATING SERVICE LEVEL I COATING SYSTEMS IN NUCLEAR POWER PLANTS | 2008 | 1.54 | 2 | SERVICE LEVEL I, II, AND III PROTECTIVE COATINGS APPLIED TO NUCLEAR POWER PLANTS
ASTM | ASTM D5498-09 | STANDARD GUIDE FOR DEVELOPING A TRAINING PROGRAM FOR PERSONNEL PERFORMING COATING WORK INSPECTION FOR NUCLEAR FACILITIES | 2009 | 1.54 | 2 | SERVICE LEVEL I, II, AND III PROTECTIVE COATINGS APPLIED TO NUCLEAR POWER PLANTS
ASTM | ASTM D6677-07 | STANDARD TEST METHOD FOR EVALUATING ADHESION BY KNIFE | 2007 | 1.54 | 2 | SERVICE LEVEL I, II, AND III PROTECTIVE COATINGS APPLIED TO NUCLEAR POWER PLANTS
ASTM | ASTM D7108-05 | STANDARD GUIDE FOR ESTABLISHING QUALIFICATIONS FOR A NUCLEAR COATINGS SPECIALIST | 2005 | 1.54 | 2 | SERVICE LEVEL I, II, AND III PROTECTIVE COATINGS APPLIED TO NUCLEAR POWER PLANTS
ASTM | ASTM D7167-05 | STANDARD GUIDE FOR ESTABLISHING PROCEDURES TO MONITOR THE PERFORMANCE OF SAFETY-RELATED COATING SERVICE LEVEL III LINING SYSTEMS IN AN OPERATING NUCLEAR POWER PLANT | 2005 | 1.54 | 2 | SERVICE LEVEL I, II, AND III PROTECTIVE COATINGS APPLIED TO NUCLEAR POWER PLANTS
ASTM | ASTM D7234-05 | STANDARD TEST METHOD FOR PULL-OFF ADHESION STRENGTH OF COATINGS ON CONCRETE USING PORTABLE PULL-OFF ADHESION TESTERS | 2005 | 1.54 | 2 | SERVICE LEVEL I, II, AND III PROTECTIVE COATINGS APPLIED TO NUCLEAR POWER PLANTS
ASTM | ASTM D7491-08 | STANDARD GUIDE FOR MANAGEMENT OF NON-CONFORMING COATINGS IN COATING SERVICE LEVEL I AREAS OF NUCLEAR POWER PLANTS | 2008 | 1.54 | 2 | SERVICE LEVEL I, II, AND III PROTECTIVE COATINGS APPLIED TO NUCLEAR POWER PLANTS
EPRI | EPRI Report No. 1019157 | GUIDELINE ON NUCLEAR SAFETY-RELATED COATINGS | 2009 | 1.54 | 2 | SERVICE LEVEL I, II, AND III PROTECTIVE COATINGS APPLIED TO NUCLEAR POWER PLANTS
ASME | ASME BPVC Section III | RULES FOR CONSTRUCTION OF NUCLEAR FACILITY COMPONENTS | Unknown | 1.57 | 2 | DESIGN LIMITS AND LOADING COMBINATIONS FOR METAL PRIMARY REACTOR CONTAINMENT SYSTEM COMPONENTS
ASME | ASME BPVC Section XI | RULES FOR INSERVICE INSPECTION OF NUCLEAR POWER PLANT COMPONENTS | Unknown | 1.57 | 2 | DESIGN LIMITS AND LOADING COMBINATIONS FOR METAL PRIMARY REACTOR CONTAINMENT SYSTEM COMPONENTS
ASME | ASME Code Case N-284-2 | METAL CONTAINMENT SHELL BUCKLING DESIGN METHODS, CLASS MC SECTION III, DIVISION 1 | Unknown | 1.57 | 2 | DESIGN LIMITS AND LOADING COMBINATIONS FOR METAL PRIMARY REACTOR CONTAINMENT SYSTEM COMPONENTS
ANSI | ANSI N45.2.6-1978 | QUALIFICATIONS OF INSPECTION, EXAMINATION, AND TESTING PERSONNEL FOR NUCLEAR POWER PLANTS | 1978 | 1.58 | 1 | QUALIFICATION OF NUCLEAR POWER PLANT INSPECTION, EXAMINATION AND TESTING PERSONNEL
SNT | SNT-TC-lA-1975 | RECOMMENDED PRACTICE FOR NONDESTRUCTIVE TESTING PERSONNEL QUALIFICATION AND CERTIFICATION | 1975 | 1.58 | 1 | QUALIFICATION OF NUCLEAR POWER PLANT INSPECTION, EXAMINATION AND TESTING PERSONNEL
ANSI | ANSI N170-76 | STANDARDS FOR DETERMINING DESIGN BASIS FLOODING AT POWER REACTOR SITES | 1976 | 1.59 | 2 | DESIGN BASIS FLOODS FOR NUCLEAR POWER PLANTS
ISG | ISG-01 | INTERIM STAFF GUIDANCE ON SEISMIC ISSUES ASSOCIATED WITH HIGH FREQUENCY GROUND MOTION IN DESIGN CERTIFICATION AND COMBINED LICENSE APPLICATIONS | Unknown | 1.60 | 2 | DESIGN RESPONSE SPECTRA FOR SEISMIC DESIGN OF NUCLEAR POWER PLANTS
ISG | ISG-017 | INTERIM STAFF GUIDANCE ON ENSURING HAZARD-CONSISTENT SEISMIC INPUT FOR SITE RESPONSE AND SOIL STRUCTURE INTERACTION ANALYSES | Unknown | 1.60 | 2 | DESIGN RESPONSE SPECTRA FOR SEISMIC DESIGN OF NUCLEAR POWER PLANTS
ASCE | ASCE 43-05 | SEISMIC DESIGN CRITERIA FOR STRUCTURES, SYSTEMS, AND COMPONENTS IN NUCLEAR FACILITIES | 2005 | 1.61 | 1 | DAMPING VALUES FOR SEISMIC DESIGN OF NUCLEAR POWER PLANTS
ASME | ASME BPVC Section III | RULES FOR CONSTRUCTION OF NUCLEAR FACILITY COMPONENTS | Unknown | 1.61 | 1 | DAMPING VALUES FOR SEISMIC DESIGN OF NUCLEAR POWER PLANTS
IEEE | IEEE Std 279-1971 | CRITERIA FOR PROTECTION SYSTEMS FOR NUCLEAR POWER GENERATING STATIONS | 1971 | 1.62 | 1 | MANUAL INITIATION OF PROTECTIVE ACTIONS
IEEE | IEEE Std 323-2003 | IEEE STANDARD FOR QUALIFYING CLASS IE EQUIPMENT FOR NUCLEAR POWER GENERATING STATIONS | 2003 | 1.62 | 1 | MANUAL INITIATION OF PROTECTIVE ACTIONS
IEEE | IEEE Std 379-2000 | IEEE STANDARD APPLICATION OF THE SINGLE-FAILURE CRITERION TO NUCLEAR POWER GENERATING STATION SAFETY SYSTEMS | 2000 | 1.62 | 1 | MANUAL INITIATION OF PROTECTIVE ACTIONS
IEEE | IEEE Std 384-1992 | IEEE STANDARD CRITERIA FOR INDEPENDENCE OF CLASS 1E EQUIPMENT AND CIRCUITS | 1992 | 1.62 | 1 | MANUAL INITIATION OF PROTECTIVE ACTIONS
IEEE | IEEE Std 497-2002 | IEEE STANDARD CRITERIA FOR ACCIDENT MONITORING INSTRUMENTATION FOR NUCLEAR POWER GENERATING STATIONS | 2002 | 1.62 | 1 | MANUAL INITIATION OF PROTECTIVE ACTIONS
IEEE | IEEE Std 603-1991 | CRITERIA FOR SAFETY SYSTEMS FOR NUCLEAR POWER GENERATING STATIONS | 1991 | 1.62 | 1 | MANUAL INITIATION OF PROTECTIVE ACTIONS
IEEE | IEEE Std 7-4.3.2-2003 | STANDARD CRITERIA FOR DIGITAL COMPUTERS IN SAFETY SYSTEMS OF NUCLEAR POWER GENERATING STATIONS | 2003 | 1.62 | 1 | MANUAL INITIATION OF PROTECTIVE ACTIONS
IEEE | IEEE Std 317-1976 | IEEE STANDARD FOR ELECTRIC PENETRATION ASSEMBLIES IN CONTAINMENT STRUCTURES FOR NUCLEAR POWER GENERATING STATIONS | 1976 | 1.63 | 3 | ELECTRIC PENETRATION ASSEMBLIES IN CONTAINMENT STRUCTURES FOR NUCLEAR POWER PLANTS
IEEE | IEEE Std 317-1983 | IEEE STANDARD FOR ELECTRIC PENETRATION ASSEMBLIES IN CONTAINMENT STRUCTURES FOR NUCLEAR POWER GENERATING STATIONS | 1983 | 1.63 | 3 | ELECTRIC PENETRATION ASSEMBLIES IN CONTAINMENT STRUCTURES FOR NUCLEAR POWER PLANTS
IEEE | IEEE Std 741-1986 | CRITERIA FOR THE PROTECTION OF CLASS 1E POWER SYSTEMS AND EQUIPMENT IN NUCLEAR POWER GENERATING STATIONS | 1986 | 1.63 | 3 | ELECTRIC PENETRATION ASSEMBLIES IN CONTAINMENT STRUCTURES FOR NUCLEAR POWER PLANTS
ANSI | ANSI N45.2.11-1974 | QUALITY ASSURANCE REQUIREMENTS FOR THE DESIGN OF NUCLEAR POWER PLANTS | 1974 | 1.64 | 2 | QUALITY ASSURANCE REQUIREMENTS FOR THE DESIGN OF NUCLEAR POWER PLANTS
ASME | ASME BPVC Section II | MATERIAL SPECIFICATIONS | Unknown | 1.65 | 1 | MATERIALS AND INSPECTIONS FOR REACTOR VESSEL CLOSURE STUDS
ASME | ASME BPVC Section III | RULES FOR CONSTRUCTION OF NUCLEAR FACILITY COMPONENTS | Unknown | 1.65 | 1 | MATERIALS AND INSPECTIONS FOR REACTOR VESSEL CLOSURE STUDS
ASME | ASME BPVC Section XI | RULES FOR INSERVICE INSPECTION OF NUCLEAR POWER PLANT COMPONENTS | Unknown | 1.65 | 1 | MATERIALS AND INSPECTIONS FOR REACTOR VESSEL CLOSURE STUDS
ASTM | ASTM A540-06 | STANDARD SPECIFICATION FOR ALLOY-STEEL BOLTING MATERIALS FOR SPECIAL APPLICATIONS | Unknown | 1.65 | 1 | MATERIALS AND INSPECTIONS FOR REACTOR VESSEL CLOSURE STUDS
ASTM | ASTM A540M-06 | STANDARD SPECIFICATION FOR ALLOY-STEEL BOLTING MATERIALS FOR SPECIAL APPLICATIONS | Unknown | 1.65 | 1 | MATERIALS AND INSPECTIONS FOR REACTOR VESSEL CLOSURE STUDS
EPRI | EPRI NP-6316 | GUIDELINES FOR THREADED-FASTENER APPLICATION IN NUCLEAR POWER PLANTS | 1994 | 1.65 | 1 | MATERIALS AND INSPECTIONS FOR REACTOR VESSEL CLOSURE STUDS
ASME | ASME BPVC Section III | RULES FOR CONSTRUCTION OF NUCLEAR POWER PLANT COMPONENTS | Unknown | 1.66 | 0 | NONDESTRUCTIVE EXAMINATION OF TUBULAR PRODUCTS
ASME | ASME BPVC Section III | RULES FOR CONSTRUCTION OF NUCLEAR POWER PLANT COMPONENTS | Unknown | 1.67 | 0 | INSTALLATION OF OVERPRESSURE PROTECTION DEVICES
ASME | ASME BPVC Section III | RULES FOR CONSTRUCTION OF NUCLEAR FACILITY COMPONENTS | Unknown | 1.68 | 4 | INITIAL TEST PROGRAMS FOR WATER-COOLED NUCLEAR POWER PLANTS
EPRI | EPRI TR-1008219 | PWR PRIMARY-TO-SECONDARY LEAK GUIDELINES | 2004 | 1.68 | 4 | INITIAL TEST PROGRAMS FOR WATER-COOLED NUCLEAR POWER PLANTS
ISA | ANSI/ISA S7.3-R1981 | QUALITY STANDARDS FOR INSTRUMENT AIR | 1981 | 1.68 | 4 | INITIAL TEST PROGRAMS FOR WATER-COOLED NUCLEAR POWER PLANTS
NEI | NEI 97-06 | STEAM GENERATOR PROGRAM GUIDELINES | 2005 | 1.68 | 4 | INITIAL TEST PROGRAMS FOR WATER-COOLED NUCLEAR POWER PLANTS
IAEA | IAEA NS-G-1.3 | INSTRUMENTATION AND CONTROL SYSTEMS IMPORTANT TO SAFETY IN NUCLEAR POWER PLANTS | 2002 | 1.68.3 | 1 | PREOPERATIONAL TESTING OF INSTRUMENT AND CONTROL AIR SYSTEMS
IAEA | IAEA NS-G-2.9 | COMMISSIONING FOR NUCLEAR POWER PLANTS | 2003 | 1.68.3 | 1 | PREOPERATIONAL TESTING OF INSTRUMENT AND CONTROL AIR SYSTEMS
ISA | ANSI/ISA S7.3-R1981 | QUALITY STANDARDS FOR INSTRUMENT AIR | 1981 | 1.68.3 | 1 | PREOPERATIONAL TESTING OF INSTRUMENT AND CONTROL AIR SYSTEMS
ACI | ACI 349.1R-2007 | REINFORCED CONCRETE DESIGN FOR THERMAL EFFECTS ON NUCLEAR POWER PLANT STRUCTURES | 2007 | 1.69 | 1 | CONCRETE RADIATION SHIELDS AND GENERIC SHIELD TESTING FOR NUCLEAR POWER PLANTS
ACI | ACI 349-2006 | CODE REQUIREMENTS FOR NUCLEAR SAFETY-RELATED CONCRETE STRUCTURES AND COMMENTARY | 2006 | 1.69 | 1 | CONCRETE RADIATION SHIELDS AND GENERIC SHIELD TESTING FOR NUCLEAR POWER PLANTS
ANS | ANS N18.9-1972 | STANDARD PROGRAM FOR TESTING BIOLOGICAL SHIELDING IN NUCLEAR REACTOR PLANTS | 1972 | 1.69 | 1 | CONCRETE RADIATION SHIELDS AND GENERIC SHIELD TESTING FOR NUCLEAR POWER PLANTS
ANS | ANSI/ANS 6.3.1-1980 | PROGRAM FOR TESTING RADIATION SHIELDS IN LIGHT WATER REACTORS (LWR) | 1980 | 1.69 | 1 | CONCRETE RADIATION SHIELDS AND GENERIC SHIELD TESTING FOR NUCLEAR POWER PLANTS
ANS | ANSI/ANS 6.3.1-1987 | PROGRAM FOR TESTING RADIATION SHIELDS IN LIGHT WATER REACTORS (LWR) | 1987 | 1.69 | 1 | CONCRETE RADIATION SHIELDS AND GENERIC SHIELD TESTING FOR NUCLEAR POWER PLANTS
ANS | ANSI/ANS 6.4-2006 | NUCLEAR ANALYSIS AND DESIGN OF CONCRETE RADIATION SHIELDING FOR NUCLEAR POWER PLANTS | 2006 | 1.69 | 1 | CONCRETE RADIATION SHIELDS AND GENERIC SHIELD TESTING FOR NUCLEAR POWER PLANTS
ANSI | ANSI N13.1-69 | GUIDE TO SAMPLING AIRBORNE RADIOACTIVE MATERIALS IN NUCLEAR FACILITIES | 1969 | 1.70 | 3 | STANDARD FORMAT AND CONTENT OF SAFETY ANALYSIS REPORTS FOR NUCLEAR POWER PLANTS (LWR EDITION)
ANSI | ANSI N237 | SOURCE TERM SPECIFICATION | 1977 | 1.70 | 3 | STANDARD FORMAT AND CONTENT OF SAFETY ANALYSIS REPORTS FOR NUCLEAR POWER PLANTS (LWR EDITION)
ASME | ASME BPVC Section III | RULES FOR CONSTRUCTION OF NUCLEAR POWER PLANT COMPONENTS | Unknown | 1.70 | 3 | STANDARD FORMAT AND CONTENT OF SAFETY ANALYSIS REPORTS FOR NUCLEAR POWER PLANTS (LWR EDITION)
ASME | ASME BPVC Section XI | RULES FOR INSERVICE INSPECTION OF NUCLEAR POWER PLANT COMPONENTS | Unknown | 1.70 | 3 | STANDARD FORMAT AND CONTENT OF SAFETY ANALYSIS REPORTS FOR NUCLEAR POWER PLANTS (LWR EDITION)
ASME | ASME BPVC Section III | RULES FOR CONSTRUCTION OF NUCLEAR FACILITY COMPONENTS | Unknown | 1.71 | 1 | WELDER QUALIFICATION FOR AREAS OF LIMITED ACCESSIBILITY
ASME | ASME BPVC Section IX | WELDING QUALIFICATIONS | Unknown | 1.71 | 1 | WELDER QUALIFICATION FOR AREAS OF LIMITED ACCESSIBILITY
ASME | ASME BPVC Section III | RULES FOR CONSTRUCTION OF NUCLEAR POWER PLANT COMPONENTS | Unknown | 1.72 | 2 | SPRAY POND PIPING MADE FROM FIBERGLASS-REINFORCED THERMOSETTING RESIN
ASME | ASME BPVC Section XI | RULES FOR INSERVICE INSPECTION OF NUCLEAR POWER PLANT COMPONENTS | Unknown | 1.72 | 2 | SPRAY POND PIPING MADE FROM FIBERGLASS-REINFORCED THERMOSETTING RESIN
ASTM | ASTM D1599-74 | STANDARD TEST METHOD FOR RESISTANCE TO SHORT-TIME HYDRAULIC PRESSURE OF PLASTIC PIPE, TUBING, AND FITTINGS | 1974 | 1.72 | 2 | SPRAY POND PIPING MADE FROM FIBERGLASS-REINFORCED THERMOSETTING RESIN
ASTM | ASTM D2992 | STANDARD METHOD FOR OBTAINING HYDROSTATIC DESIGN BASIS FOR REINFORCED THERMOSETTING RESIN PIPE AND FITTINGS PROCEDURES | Unknown | 1.72 | 2 | SPRAY POND PIPING MADE FROM FIBERGLASS-REINFORCED THERMOSETTING RESIN
ASME | ASME QME-1-2007 | QUALIFICATION OF ACTIVE MECHANICAL EQUIPMENT USED IN NUCLEAR POWER PLANT | 2007 | 1.73 | 1 | QUALIFICATION TESTS FOR SAFETY-RELATED ACTUATORS IN NUCLEAR POWER PLANTS
IAEA | IAEA Safety Standards Series No. SSG-69 | EQUIPMENT QUALIFICATION FOR NUCLEAR INSTALLATIONS | 2021 | 1.73 | 2 | QUALIFICATION OF SAFETY-RELATED ACTUATORS IN PRODUCTION AND UTILIZATION FACILITIES
IEC | IEC 60780:1998 | NUCLEAR POWER PLANTS – ELECTRICAL EQUIPMENT OF THE SAFETY SYSTEM - QUALIFICATION | 1998 | 1.73 | 2 | QUALIFICATION OF SAFETY-RELATED ACTUATORS IN PRODUCTION AND UTILIZATION FACILITIES
IEC | IEC/IEEE 60780-323, Edition 1 | NUCLEAR FACILITIES - ELECTRICAL EQUIPMENT IMPORTANT TO SAFETY - QUALIFICATION | 2016 | 1.73 | 2 | QUALIFICATION OF SAFETY-RELATED ACTUATORS IN PRODUCTION AND UTILIZATION FACILITIES
IEEE | IEEE Std 323-1974 | IEEE STANDARD FOR QUALIFYING CLASS IE EQUIPMENT FOR NUCLEAR POWER GENERATING STATIONS | 1974 | 1.73 | 1 | QUALIFICATION TESTS FOR SAFETY-RELATED ACTUATORS IN NUCLEAR POWER PLANTS
IEEE | IEEE Std 323-1983 | IEEE STANDARD FOR QUALIFYING CLASS IE EQUIPMENT FOR NUCLEAR POWER GENERATING STATIONS | 1983 | 1.73 | 1 | QUALIFICATION TESTS FOR SAFETY-RELATED ACTUATORS IN NUCLEAR POWER PLANTS
IEEE | IEEE Std 323-2003 | IEEE STANDARD FOR QUALIFYING CLASS IE EQUIPMENT FOR NUCLEAR POWER GENERATING STATIONS | 2003 | 1.73 | 1 | QUALIFICATION TESTS FOR SAFETY-RELATED ACTUATORS IN NUCLEAR POWER PLANTS
IEEE | IEEE Std 344 | IEEE STANDARD FOR SEISMIC QUALIFICATION OF EQUIPMENT FOR NUCLEAR POWER GENERATING STATIONS | Unknown | 1.73 | 2 | QUALIFICATION OF SAFETY-RELATED ACTUATORS IN PRODUCTION AND UTILIZATION FACILITIES
IEEE | IEEE Std 344-2004 | IEEE RECOMMENDED PRACTICE FOR SEISMIC QUALIFICATION OF CLASS 1E EQUIPMENT FOR NUCLEAR POWER GENERATING STATIONS | 2004 | 1.73 | 1 | QUALIFICATION TESTS FOR SAFETY-RELATED ACTUATORS IN NUCLEAR POWER PLANTS
IEEE | IEEE Std 382-1972 (ANSI N41.6) | STANDARD FOR QUALIFICATION OF SAFETY-RELATED ACTUATORS FOR NUCLEAR POWER GENERATING STATIONS | 1973 | 1.73 | 1 | QUALIFICATION TESTS FOR SAFETY-RELATED ACTUATORS IN NUCLEAR POWER PLANTS
IEEE | IEEE Std 382-2006 | IEEE STANDARD FOR QUALIFICATION OF SAFETY-RELATED ACTUATORS FOR NUCLEAR POWER GENERATING STATIONS | 2006 | 1.73 | 2 | QUALIFICATION OF SAFETY-RELATED ACTUATORS IN PRODUCTION AND UTILIZATION FACILITIES
IEEE | IEEE Std 382-2019 | STANDARD FOR QUALIFICATION OF SAFETY-RELATED ACTUATORS FOR NUCLEAR POWER GENERATING STATIONS | 2019 | 1.73 | 2 | QUALIFICATION OF SAFETY-RELATED ACTUATORS IN PRODUCTION AND UTILIZATION FACILITIES
ANSI | ANSI N45.2.10-1973 | QUALITY ASSURANCE TERMS AND DEFINITIONS | 1973 | 1.74 | 0 | QUALITY ASSURANCE TERMS AND DEFINITIONS
IEEE | IEEE Std 279-1971 | CRITERIA FOR PROTECTION SYSTEMS FOR NUCLEAR POWER GENERATING STATIONS | 1971 | 1.75 | 3 | PHYSICAL INDEPENDENCE OF ELECTRIC SYSTEMS
IEEE | IEEE Std 384-1981 | IEEE STANDARD CRITERIA FOR INDEPENDENCE OF CLASS 1E EQUIPMENT AND CIRCUITS | 1981 | 1.75 | 3 | PHYSICAL INDEPENDENCE OF ELECTRIC SYSTEMS
IEEE | IEEE Std 384-1992 | IEEE STANDARD CRITERIA FOR INDEPENDENCE OF CLASS 1E EQUIPMENT AND CIRCUITS | 1992 | 1.75 | 3 | PHYSICAL INDEPENDENCE OF ELECTRIC SYSTEMS
IEEE | IEEE Std 603-1991 | CRITERIA FOR SAFETY SYSTEMS FOR NUCLEAR POWER GENERATING STATIONS | 1991 | 1.75 | 3 | PHYSICAL INDEPENDENCE OF ELECTRIC SYSTEMS
NRC | WASH-1300 | TECHNICAL BASIS FOR INTERIM REGIONAL TORNADO CRITERIA | 1974 | 1.76 | 1 | DESIGN-BASIS TORNADO AND TORNADO MISSILES FOR NUCLEAR POWER PLANTS
ASTM | ASTM E741, Revision 17 | STANDARD TEST METHOD FOR DETERMINING AIR CHANGE IN A SINGLE ZONE BY MEANS OF A TRACER GAS DILUTION | 2017 | 1.78 | 2 | EVALUATING THE HABITABILITY OF A NUCLEAR POWER PLANT CONTROL ROOM DURING A POSTULATED HAZARDOUS CHEMICAL RELEASE
ASTM | ASTM E741-95 | STANDARD TEST METHOD FOR DETERMINING AIR CHANGE IN A SINGLE ZONE BY MEANS OF A TRACER GAS DILUTION | 1995 | 1.78 | 1 | EVALUATING THE HABITABILITY OF A NUCLEAR POWER PLANT CONTROL ROOM DURING A POSTULATED HAZARDOUS CHEMICAL RELEASE
EPA | EPA-450/4-89-019 | USER'S GUIDE FOR THE DEGADIS 2.1 DENSE GAS DISPERSION MODEL | 1989 | 1.78 | 2 | EVALUATING THE HABITABILITY OF A NUCLEAR POWER PLANT CONTROL ROOM DURING A POSTULATED HAZARDOUS CHEMICAL RELEASE
IAEA | IAEA Specific Safety Guide SSG-3 | DEVELOPMENT AND APPLICATION OF LEVEL 1 PROBABILISTIC SAFETY ASSESSMENT FOR NUCLEAR POWER PLANTS | 2010 | 1.78 | 2 | EVALUATING THE HABITABILITY OF A NUCLEAR POWER PLANT CONTROL ROOM DURING A POSTULATED HAZARDOUS CHEMICAL RELEASE
IAEA | IAEA Specific Safety Guide SSG-54 | ACCIDENT MANAGEMENT PROGRAMMES FOR NUCLEAR POWER PLANTS | 2019 | 1.78 | 2 | EVALUATING THE HABITABILITY OF A NUCLEAR POWER PLANT CONTROL ROOM DURING A POSTULATED HAZARDOUS CHEMICAL RELEASE
IEEE | IEEE Std 603 | CRITERIA FOR SAFETY SYSTEMS FOR NUCLEAR POWER GENERATING STATIONS | 2018 | 1.78 | 2 | EVALUATING THE HABITABILITY OF A NUCLEAR POWER PLANT CONTROL ROOM DURING A POSTULATED HAZARDOUS CHEMICAL RELEASE
IEEE | IEEE Std 603-1991 | CRITERIA FOR SAFETY SYSTEMS FOR NUCLEAR POWER GENERATING STATIONS | 1991 | 1.78 | 1 | EVALUATING THE HABITABILITY OF A NUCLEAR POWER PLANT CONTROL ROOM DURING A POSTULATED HAZARDOUS CHEMICAL RELEASE
ISO | ISO 17873 | NUCLEAR FACILITIES — CRITERIA FOR THE DESIGN AND OPERATION OF VENTILATION SYSTEMS FOR NUCLEAR INSTALLATIONS OTHER THAN NUCLEAR REACTORS | 2004 | 1.78 | 2 | EVALUATING THE HABITABILITY OF A NUCLEAR POWER PLANT CONTROL ROOM DURING A POSTULATED HAZARDOUS CHEMICAL RELEASE
ASME | ASME BPVC Section III | RULES FOR CONSTRUCTION OF NUCLEAR FACILITY COMPONENTS | Unknown | 1.79 | 2 | PREOPERATIONAL TESTING OF EMERGENCY CORE COOLING SYSTEMS FOR PRESSURIZED WATER REACTORS
NEI | NEI 09-10, Revision 1a-A | GUIDELINES FOR EFFECTIVE PREVENTION AND MANAGEMENT OF SYSTEM GAS ACCUMULATION | 2013 | 1.79 | 2 | PREOPERATIONAL TESTING OF EMERGENCY CORE COOLING SYSTEMS FOR PRESSURIZED WATER REACTORS
ASME | ASME BPVC Section III | RULES FOR CONSTRUCTION OF NUCLEAR FACILITY COMPONENTS | Unknown | 1.79.1 | 0 | INITIAL TEST PROGRAM OF EMERGENCY CORE COOLING SYSTEMS FOR NEW BOILING-WATER REACTORS
ASME | ASME OM Code | OPERATION AND MAINTENANCE OF NUCLEAR POWER PLANTS | Unknown | 1.79.1 | 0 | INITIAL TEST PROGRAM OF EMERGENCY CORE COOLING SYSTEMS FOR NEW BOILING-WATER REACTORS
IAEA | IAEA NS-G-1.9 | DESIGN OF THE REACTOR COOLANT SYSTEM AND ASSOCIATED SYSTEMS IN NUCLEAR POWER PLANTS | 2004 | 1.79.1 | 0 | INITIAL TEST PROGRAM OF EMERGENCY CORE COOLING SYSTEMS FOR NEW BOILING-WATER REACTORS
NEI | NEI 09-10, Revision 1a-A | GUIDELINES FOR EFFECTIVE PREVENTION AND MANAGEMENT OF SYSTEM GAS ACCUMULATION | 2013 | 1.79.1 | 0 | INITIAL TEST PROGRAM OF EMERGENCY CORE COOLING SYSTEMS FOR NEW BOILING-WATER REACTORS
ANS | ANSI/ANS 3.1 | SELECTION AND TRAINING OF NUCLEAR POWER PLANT PERSONNEL | Unknown | 1.8 | 3 | QUALIFICATION AND TRAINING OF PERSONNEL FOR NUCLEAR POWER PLANTS
ANS | ANSI/ANS 3.1 1978 | SELECTION, QUALIFICATION, AND TRAINING OF PERSONNEL FOR NUCLEAR POWER PLANTS | 1978 | 1.8 | 4 / DG-1329 | QUALIFICATION AND TRAINING OF PERSONNEL FOR NUCLEAR POWER PLANTS
ANS | ANSI/ANS 3.1 1987 | SELECTION, QUALIFICATION, AND TRAINING OF PERSONNEL FOR NUCLEAR POWER PLANTS | 1987 | 1.8 | 4 / DG-1329 | QUALIFICATION AND TRAINING OF PERSONNEL FOR NUCLEAR POWER PLANTS
ANS | ANSI/ANS 3.1-1981 | SELECTION, QUALIFICATION, AND TRAINING OF PERSONNEL FOR NUCLEAR POWER PLANTS | 1981 | 1.8 | 4 / DG-1329 | QUALIFICATION AND TRAINING OF PERSONNEL FOR NUCLEAR POWER PLANTS
ANS | ANSI/ANS 3.1-1993 | SELECTION, QUALIFICATION AND TRAINING OF PERSONNEL FOR NUCLEAR POWER PLANTS | 1993 | 1.8 | 4 / DG-1329 | QUALIFICATION AND TRAINING OF PERSONNEL FOR NUCLEAR POWER PLANTS
ANS | ANSI/ANS 3.1-2014 | SELECTION, QUALIFICATION, AND TRAINING OF PERSONNEL FOR NUCLEAR POWER PLANTS | 2014 | 1.8 | 4 / DG-1329 | QUALIFICATION AND TRAINING OF PERSONNEL FOR NUCLEAR POWER PLANTS
ANS | ANSI/ANS-3.1 1993 | SELECTION, QUALIFICATION, AND TRAINING OF PERSONNEL FOR NUCLEAR POWER PLANTS | 1993 | 1.8 | 4 | QUALIFICATION AND TRAINING OF PERSONNEL FOR NUCLEAR POWER PLANTS
ANS | ANSI/ANS-3.1-1978 | SELECTION AND TRAINING OF NUCLEAR POWER PLANT PERSONNEL | 1978 | 1.8 | 4 | QUALIFICATION AND TRAINING OF PERSONNEL FOR NUCLEAR POWER PLANTS
ANS | ANSI/ANS-3.1-1981 | SELECTION, QUALIFICATION AND TRAINING OF PERSONNEL FOR NUCLEAR POWER PLANTS | 1981 | 1.8 | 4 | QUALIFICATION AND TRAINING OF PERSONNEL FOR NUCLEAR POWER PLANTS
ANS | ANSI/ANS-3.1-1987 | SELECTION, QUALIFICATION AND TRAINING OF PERSONNEL FOR NUCLEAR POWER PLANTS | 1987 | 1.8 | 4 | QUALIFICATION AND TRAINING OF PERSONNEL FOR NUCLEAR POWER PLANTS
ANS | ANSI/ANS-3.1-2014 | SELECTION, QUALIFICATION, AND TRAINING OF PERSONNEL FOR NUCLEAR POWER PLANTS | 2014 | 1.8 | 4 | QUALIFICATION AND TRAINING OF PERSONNEL FOR NUCLEAR POWER PLANTS
ANSI | ANSI 18.1-1971 | SELECTION AND TRAINING OF NUCLEAR POWER PLANT PERSONNEL | 1971 | 1.8 | 4 / DG-1329 | QUALIFICATION AND TRAINING OF PERSONNEL FOR NUCLEAR POWER PLANTS
ANSI | ANSI N18.1-1971 | SELECTION AND TRAINING OF NUCLEAR POWER PLANT PERSONNEL | 1971 | 1.8 | 4 | QUALIFICATION AND TRAINING OF PERSONNEL FOR NUCLEAR POWER PLANTS
ANSI | ANSI N18.7 | ADMINISTRATIVE CONTROLS AND QUALITY ASSURANCE FOR THE OPERATIONAL PHASE OF NUCLEAR POWER PLANTS | 1976 | 1.8 | 3 | QUALIFICATION AND TRAINING OF PERSONNEL FOR NUCLEAR POWER PLANTS
ASME | ANSI/ASME NQA-1-1983 | QUALITY ASSURANCE PROGRAM REQUIREMENTS FOR NUCLEAR POWER PLANTS | 1983 | 1.8 | 3 | QUALIFICATION AND TRAINING OF PERSONNEL FOR NUCLEAR POWER PLANTS
ASME | ANSI/ASME NQA-1-1989 | QUALITY ASSURANCE PROGRAM REQUIREMENTS FOR NUCLEAR POWER PLANTS | 1989 | 1.8 | 3 | QUALIFICATION AND TRAINING OF PERSONNEL FOR NUCLEAR POWER PLANTS
IAEA | IAEA NS-G-2.8 | RECRUITMENT, QUALIFICATION AND TRAINING OF PERSONNEL FOR NUCLEAR POWER PLANTS | 2002 | 1.8 | 4 | QUALIFICATION AND TRAINING OF PERSONNEL FOR NUCLEAR POWER PLANTS
IAEA | IAEA NS-G-2.8 | RECRUITMENT, QUALIFICATION AND TRAINING OF PERSONNEL FOR NUCLEAR POWER PLANTS | 2002 | 1.8 | 4 / DG-1329 | QUALIFICATION AND TRAINING OF PERSONNEL FOR NUCLEAR POWER PLANTS
IAEA | IAEA Publication 1236 | COMPETENCY ASSESSMENTS FOR NUCLEAR INDUSTRY PERSONNEL | 2006 | 1.8 | 4 | QUALIFICATION AND TRAINING OF PERSONNEL FOR NUCLEAR POWER PLANTS
IAEA | IAEA Publication 1236 | COMPETENCY ASSESSMENTS FOR NUCLEAR INDUSTRY PERSONNEL | 2006 | 1.8 | 4 / DG-1329 | QUALIFICATION AND TRAINING OF PERSONNEL FOR NUCLEAR POWER PLANTS
IAEA | IAEA TECDOC 1358 | MEANS OF EVALUATING AND IMPROVING THE EFFECTIVENESS OF TRAINING OF NUCLEAR POWER PLANT PERSONNEL | 2003 | 1.8 | 4 | QUALIFICATION AND TRAINING OF PERSONNEL FOR NUCLEAR POWER PLANTS
IAEA | IAEA TECDOC 1358 | MEANS OF EVALUATING AND IMPROVING THE EFFECTIVENESS OF TRAINING OF NUCLEAR POWER PLANT PERSONNEL | 2003 | 1.8 | 4 / DG-1329 | QUALIFICATION AND TRAINING OF PERSONNEL FOR NUCLEAR POWER PLANTS
IAEA | IAEA TECDOC 1392 | DEVELOPMENT OF INSTRUCTORS FOR NUCLEAR POWER PLANT PERSONNEL TRAINING | 2018 | 1.8 | 4 | QUALIFICATION AND TRAINING OF PERSONNEL FOR NUCLEAR POWER PLANTS
IAEA | IAEA TECDOC 1392 | DEVELOPMENT OF INSTRUCTORS FOR NUCLEAR POWER PLANT PERSONNEL TRAINING | 2018 | 1.8 | 4 / DG-1329 | QUALIFICATION AND TRAINING OF PERSONNEL FOR NUCLEAR POWER PLANTS
IAEA | IAEA TECDOC-1024 | SELECTION, COMPETENCY DEVELOPMENT AND ASSESSMENT OF NUCLEAR POWER PLANT MANAGERS | 1998 | 1.8 | 4 | QUALIFICATION AND TRAINING OF PERSONNEL FOR NUCLEAR POWER PLANTS
IAEA | IAEA TECDOC-1024 | SELECTION, COMPETENCY DEVELOPMENT AND ASSESSMENT OF NUCLEAR POWER PLANT MANAGERS | 1998 | 1.8 | 4 / DG-1329 | QUALIFICATION AND TRAINING OF PERSONNEL FOR NUCLEAR POWER PLANTS
IAEA | IAEA TECDOC-1052 | NUCLEAR POWER PLANT ORGANIZATION AND STAFFING FOR IMPROVED PERFORMANCE: LESSONS LEARNED | 1998 | 1.8 | 4 | QUALIFICATION AND TRAINING OF PERSONNEL FOR NUCLEAR POWER PLANTS
IAEA | IAEA TECDOC-1052 | NUCLEAR POWER PLANT ORGANIZATION AND STAFFING FOR IMPROVED PERFORMANCE: LESSONS LEARNED | 1998 | 1.8 | 4 / DG-1329 | QUALIFICATION AND TRAINING OF PERSONNEL FOR NUCLEAR POWER PLANTS
IAEA | IAEA TECDOC-1057 | EXPERIENCE IN THE USE OF SYSTEMATIC APPROACH TO TRAINING (SAT) FOR NUCLEAR POWER PLANT PERSONNEL | 1999 | 1.8 | 4 | QUALIFICATION AND TRAINING OF PERSONNEL FOR NUCLEAR POWER PLANTS
IAEA | IAEA TECDOC-1057 | EXPERIENCE IN THE USE OF SYSTEMATIC APPROACH TO TRAINING (SAT) FOR NUCLEAR POWER PLANT PERSONNEL | 1999 | 1.8 | 4 / DG-1329 | QUALIFICATION AND TRAINING OF PERSONNEL FOR NUCLEAR POWER PLANTS
IAEA | IAEA TECDOC-1170 | ANALYSIS PHASE OF SYSTEMATIC APPROACH TO TRAINING (SAT) FOR NUCLEAR PLANT PERSONNEL | 2000 | 1.8 | 4 | QUALIFICATION AND TRAINING OF PERSONNEL FOR NUCLEAR POWER PLANTS
IAEA | IAEA TECDOC-1170 | ANALYSIS PHASE OF SYSTEMATIC APPROACH TO TRAINING (SAT) FOR NUCLEAR PLANT PERSONNEL | 2000 | 1.8 | 4 / DG-1329 | QUALIFICATION AND TRAINING OF PERSONNEL FOR NUCLEAR POWER PLANTS
IAEA | IAEA TECDOC-1232 | ASSURING THE COMPETENCE OF NUCLEAR POWER PLANT CONTRACTOR PERSONNEL | 2001 | 1.8 | 4 | QUALIFICATION AND TRAINING OF PERSONNEL FOR NUCLEAR POWER PLANTS
IAEA | IAEA TECDOC-1232 | ASSURING THE COMPETENCE OF NUCLEAR POWER PLANT CONTRACTOR PERSONNEL | 2001 | 1.8 | 4 / DG-1329 | QUALIFICATION AND TRAINING OF PERSONNEL FOR NUCLEAR POWER PLANTS
ANSI | ANSI 14.3-2019 | AMERICAN NATIONAL STANDARD FOR ROTODYNAMIC PUMPS FOR DESIGN AND APPLICATION | 2019 | 1.82 | 5 | WATER SOURCES FOR LONG-TERM RECIRCULATION COOLING FOLLOWING A LOSS-OF-COOLANT ACCIDENT
HI | ANSI/HI 1.3-2009 | AMERICAN NATIONAL STANDARD FOR ROTODYNAMIC (CENTRIFUGAL) PUMPS FOR DESIGN AND APPLICATION | 2009 | 1.82 | 4 | WATER SOURCES FOR LONG-TERM RECIRCULATION COOLING FOLLOWING A LOSS-OF-COOLANT ACCIDENT
NEI | NEI 02-01 | CONDITION ASSESSMENT GUIDELINES: DEBRIS SOURCES INSIDE PWR CONTAINMENTS | 2002 | 1.82 | 4 | WATER SOURCES FOR LONG-TERM RECIRCULATION COOLING FOLLOWING A LOSS-OF-COOLANT ACCIDENT
NEI | NEI 02-01 | CONDITION ASSESSMENT GUIDELINES: DEBRIS SOURCES INSIDE PWR CONTAINMENTS | 2002 | 1.82 | 5 | WATER SOURCES FOR LONG-TERM RECIRCULATION COOLING FOLLOWING A LOSS-OF-COOLANT ACCIDENT
NEI | NEI 04-07 | PWR SUMP PERFORMANCE EVALUATION METHODOLOGY | 2004 | 1.82 | 4 | WATER SOURCES FOR LONG-TERM RECIRCULATION COOLING FOLLOWING A LOSS-OF-COOLANT ACCIDENT
NEI | NEI 04-07 | PWR SUMP PERFORMANCE EVALUATION METHODOLOGY | 2004 | 1.82 | 5 | WATER SOURCES FOR LONG-TERM RECIRCULATION COOLING FOLLOWING A LOSS-OF-COOLANT ACCIDENT
ANSI | ANSI 14.3-2019 | AMERICAN NATIONAL STANDARD FOR ROTODYNAMIC PUMPS FOR DESIGN AND APPLICATION | 2019 | 1.82 Revision 5
ASME | ASME BPVC Section III | RULES FOR CONSTRUCTION OF NUCLEAR FACILITY COMPONENTS | 2015 2017 2019 | 1.84 | 39 | DESIGN, FABRICATION, AND MATERIALS CODE CASE ACCEPTABILITY, ASME SECTION III
ASTM | ASTM A 262-70 | STANDARD PRACTICES FOR DETECTING SUSCEPTIBILITY TO INTERGRANULAR ATTACK IN AUSTENITIC STAINLESS STEELS | 1970 | 1.84 | 39 | DESIGN, FABRICATION, AND MATERIALS CODE CASE ACCEPTABILITY, ASME SECTION III
ASTM | ASTM A 708-74 | PRACTICE FOR DETECTION OF SUSCEPTIBILITY TO INTERGRANULAR CORROSION IN SEVERELY SENSITIZED AUSTENITIC STAINLESS STEELS | 1974 | 1.84 | 39 | DESIGN, FABRICATION, AND MATERIALS CODE CASE ACCEPTABILITY, ASME SECTION III
ASTM | ASTM A-710 | STANDARD SPECIFICATION FOR PRECIPITATION–STRENGTHENED LOW-CARBON NICKEL-COPPER-CHROMIUM-MOLYBDENUM-COLUMBIUM (NIOBIUM) ALLOY STRUCTURAL STEEL PLATES | Unknown | 1.85 | 31 | MATERIALS CODE CASE ACCEPTABILITY - - ASME SECTION III, DIVISION 1
ASME | ASME BPVC Section II | MATERIALS | 2019 | 1.87 | 2 | ACCEPTABILITY OF ASME CODE SECTION III, DIVISION 5, 'HIGH TEMPERATURE REACTORS'
ASME | ASME BPVC Section III | RULES FOR CONSTRUCTION OF NUCLEAR POWER PLANT COMPONENTS | Unknown | 1.87 | 1 | GUIDANCE FOR CONSTRUCTION 1 OF CLASS 1 COMPONENTS IN ELEVATED-TEMPERATURE REACTORS (SUPPLEMENT TO ASME SECTION III CODE CASES 1592, 1593, 1594, 1595, AND 1596)
ASME | ASME BPVC Section III, Division 1 | RULES FOR CONSTRUCTION OF NUCLEAR FACILITY COMPONENTS | 2017 | 1.87 | 2 | ACCEPTABILITY OF ASME CODE SECTION III, DIVISION 5, 'HIGH TEMPERATURE REACTORS'
ASME | ASME BPVC Section III, Division 5 | HIGH TEMPERATURE REACTORS | 2017 | 1.87 | 2 | ACCEPTABILITY OF ASME CODE SECTION III, DIVISION 5, 'HIGH TEMPERATURE REACTORS'
ASME | ASME BPVC Section VIII, Division 2 | ALTERNATIVE RULES | 1999 | 1.87 | 2 | ACCEPTABILITY OF ASME CODE SECTION III, DIVISION 5, 'HIGH TEMPERATURE REACTORS'
ASME | ASME Standard B31.1 | POWER PIPING | 1999 | 1.87 | 2 | ACCEPTABILITY OF ASME CODE SECTION III, DIVISION 5, 'HIGH TEMPERATURE REACTORS'
ASME | ASME Standard B31.3 | PROCESS PIPING | 1999 | 1.87 | 2 | ACCEPTABILITY OF ASME CODE SECTION III, DIVISION 5, 'HIGH TEMPERATURE REACTORS'
ANSI | ANSI N45.2.9-1974 | REQUIREMENTS FOR COLLECTION, STORAGE, AND MAINTENANCE OF QUALITY ASSURANCE RECORDS FOR NUCLEAR POWER PLANTS | 1974 | 1.88 | 2 | COLLECTION, STORAGE, AND MAINTENANCE OF NUCLEAR POWER PLANT QUALITY ASSURANCE RECORDS
IAEA | IAEA Safety Reports Series No. 3 | EQUIPMENT QUALIFICATION IN OPERATIONAL NUCLEAR POWER PLANTS: UPGRADING, PRESERVING, AND REVIEWING | 1998 | 1.89 | 2 | ENVIRONMENTAL QUALIFICATION OF CERTAIN ELECTRIC EQUIPMENT IMPORTANT TO SAFETY FOR NUCLEAR POWER PLANTS
IEC | IEC 60780:1998 | NUCLEAR POWER PLANTS – ELECTRICAL EQUIPMENT OF THE SAFETY SYSTEM - QUALIFICATION | 1998 | 1.89 | 2 | ENVIRONMENTAL QUALIFICATION OF CERTAIN ELECTRIC EQUIPMENT IMPORTANT TO SAFETY FOR NUCLEAR POWER PLANTS
IEC | IEC/IEEE 60780-323, Edition 1 | NUCLEAR FACILITIES - ELECTRICAL EQUIPMENT IMPORTANT TO SAFETY - QUALIFICATION | 2016 | 1.89 | 2 | ENVIRONMENTAL QUALIFICATION OF CERTAIN ELECTRIC EQUIPMENT IMPORTANT TO SAFETY FOR NUCLEAR POWER PLANTS
IEEE | IEEE Std 101-1987 | IEEE GUIDE FOR THE STATISTICAL ANALYSIS OF THERMAL LIFE TEST DATA | 1987 | 1.89 | 2 | ENVIRONMENTAL QUALIFICATION OF CERTAIN ELECTRIC EQUIPMENT IMPORTANT TO SAFETY FOR NUCLEAR POWER PLANTS
IEEE | IEEE Std 279-1971 | CRITERIA FOR PROTECTION SYSTEMS FOR NUCLEAR POWER GENERATING STATIONS | 1971 | 1.89 | 2 | ENVIRONMENTAL QUALIFICATION OF CERTAIN ELECTRIC EQUIPMENT IMPORTANT TO SAFETY FOR NUCLEAR POWER PLANTS
IEEE | IEEE Std 323-1971 | IEEE TRIAL-USE STANDARD: GENERAL GUIDE FOR QUALIFYING CLASS I ELECTRIC EQUIPMENT FOR NUCLEAR POWER GENERATING STATIONS | 1970 | 1.89 | 2 | ENVIRONMENTAL QUALIFICATION OF CERTAIN ELECTRIC EQUIPMENT IMPORTANT TO SAFETY FOR NUCLEAR POWER PLANTS
IEEE | IEEE Std 323-1974 | IEEE STANDARD FOR QUALIFYING CLASS IE EQUIPMENT FOR NUCLEAR POWER GENERATING STATIONS | 1974 | 1.89 | 1 | ENVIRONMENTAL QUALIFICATION OF CERTAIN ELECTRIC EQUIPMENT IMPORTANT TO SAFETY FOR NUCLEAR POWER PLANTS
IEEE | IEEE Std 323-1974 | IEEE STANDARD FOR QUALIFYING CLASS IE EQUIPMENT FOR NUCLEAR POWER GENERATING STATIONS | 1974 | 1.89 | 2 | ENVIRONMENTAL QUALIFICATION OF CERTAIN ELECTRIC EQUIPMENT IMPORTANT TO SAFETY FOR NUCLEAR POWER PLANTS
IEEE | IEEE Std 3232003 | IEEE STANDARD FOR QUALIFYING CLASS 1E ELECTRICAL EQUIPMENT FOR NUCLEAR POWER GENERATING STATIONS | 2003 | 1.89 | 2 | ENVIRONMENTAL QUALIFICATION OF CERTAIN ELECTRIC EQUIPMENT IMPORTANT TO SAFETY FOR NUCLEAR POWER PLANTS
IEEE | IEEE Std 603-1991 | CRITERIA FOR SAFETY SYSTEMS FOR NUCLEAR POWER GENERATING STATIONS | 1991 | 1.89 | 2 | ENVIRONMENTAL QUALIFICATION OF CERTAIN ELECTRIC EQUIPMENT IMPORTANT TO SAFETY FOR NUCLEAR POWER PLANTS
IEEE | IEEE Std 98-2016 | IEEE STANDARD FOR THE PREPARATION OF TEST PROCEDURES FOR THE THERMAL EVALUATION OF SOLID ELECTRICAL INSULATING MATERIALS | 2016 | 1.89 | 2 | ENVIRONMENTAL QUALIFICATION OF CERTAIN ELECTRIC EQUIPMENT IMPORTANT TO SAFETY FOR NUCLEAR POWER PLANTS
IEEE | IEEE Std 99-2019 | IEEE RECOMMENDED PRACTICE FOR THE PREPARATION OF TEST PROCEDURES FOR THE THERMAL EVALUATION OF INSULATION SYSTEMS FOR ELECTRICAL EQUIPMENT | 2019 | 1.89 | 2 | ENVIRONMENTAL QUALIFICATION OF CERTAIN ELECTRIC EQUIPMENT IMPORTANT TO SAFETY FOR NUCLEAR POWER PLANTS
IEEE | IEEE Std 387-1995 | IEEE STANDARD CRITERIA FOR DIESEL-GENERATOR UNITS APPLIED AS STANDBY POWER SUPPLIES FOR ONSITE ELECTRIC POWER SYSTEMS AT NUCLEAR POWER GENERATING STATIONS | 1995 | 1.9 | 4 | APPLICATION AND TESTING OF SAFETY-RELATED DIESEL GENERATORS IN NUCLEAR POWER PLANTS
ACI | ACI 359-2001 | CODE FOR CONCRETE REACTOR VESSELS AND CONTAINMENTS | 2001 | 1.90 | 2 | INSERVICE INSPECTION OF PRESTRESSED CONCRETE CONTAINMENT STRUCTURES WITH GROUTED TENDONS
ASME | ASME BPVC Section III | RULES FOR CONSTRUCTION OF NUCLEAR FACILITY COMPONENTS | Unknown | 1.90 | 2 | INSERVICE INSPECTION OF PRESTRESSED CONCRETE CONTAINMENT STRUCTURES WITH GROUTED TENDONS
ASME | ASME BPVC Section XI | RULES FOR INSERVICE INSPECTION OF NUCLEAR POWER PLANT COMPONENTS | Unknown | 1.90 | 2 | INSERVICE INSPECTION OF PRESTRESSED CONCRETE CONTAINMENT STRUCTURES WITH GROUTED TENDONS
ASTM | ASTM C597-09 | STANDARD METHOD OF TEST FOR PULSE VELOCITY THROUGH CONCRETE | 2009 | 1.90 | 2 | INSERVICE INSPECTION OF PRESTRESSED CONCRETE CONTAINMENT STRUCTURES WITH GROUTED TENDONS
IAEA | IAEA NS-G-1.10 | DESIGN OF REACTOR CONTAINMENT SYSTEMS FOR NUCLEAR POWER PLANTS | 2004 | 1.90 | 2 | INSERVICE INSPECTION OF PRESTRESSED CONCRETE CONTAINMENT STRUCTURES WITH GROUTED TENDONS
IAEA | IAEA NS-G-2.6 | MAINTENANCE, SURVEILLANCE, AND IN-SERVICE INSPECTION IN NUCLEAR POWER PLANTS | 2002 | 1.90 | 2 | INSERVICE INSPECTION OF PRESTRESSED CONCRETE CONTAINMENT STRUCTURES WITH GROUTED TENDONS
ASME | ASME B31.8S-2018 | MANAGING SYSTEM INTEGRITY OF GAS PIPELINES | 2018 | 1.91 | 3 | EVALUATIONS OF EXPLOSIONS POSTULATED TO OCCUR AT NEARBY FACILITIES AND ON TRANSPORTATION ROUTES NEAR NUCLEAR POWER PLANTS
DoD | Unified Facilities Criteria UFC 3-340-02 | STRUCTURES TO RESIST THE EFFECTS OF ACCIDENTAL EXPLOSIONS | 2008 | 1.91 | 3 | EVALUATIONS OF EXPLOSIONS POSTULATED TO OCCUR AT NEARBY FACILITIES AND ON TRANSPORTATION ROUTES NEAR NUCLEAR POWER PLANTS
IAEA | IAEA NSG-3.1 | EXTERNAL HUMAN INDUCED EVENTS IN SITE EVALUATION FOR NUCLEAR POWER PLANTS | 2002 | 1.91 | 2 | EVALUATIONS OF EXPLOSIONS POSTULATED TO OCCUR AT NEARBY FACILITIES AND ON TRANSPORTATION ROUTES NEAR NUCLEAR POWER PLANTS
IAEA | IAEA Safety Guide No. NS-G-3.1 | EXTERNAL HUMAN INDUCED EVENTS IN SITE EVALUATION FOR NUCLEAR POWER PLANTS | 2002 | 1.91 | 3 | EVALUATIONS OF EXPLOSIONS POSTULATED TO OCCUR AT NEARBY FACILITIES AND ON TRANSPORTATION ROUTES NEAR NUCLEAR POWER PLANTS
ASCE | ASCE 4-98 | SEISMIC ANALYSIS OF SAFETY-RELATED NUCLEAR STRUCTURES AND COMMENTARY | 1998 | 1.92 | 3 | COMBINING MODAL RESPONSES AND SPATIAL COMPONENTS IN SEISMIC RESPONSE ANALYSIS
ACI | ACI 309-1972 | RECOMMENDED PRACTICE FOR CONSOLIDATION OF CONCRETE | 1972 | 1.94 | 1 | QUALITY ASSURANCE REQUIREMENTS FOR INSTALLATION, INSPECTION, AND TESTING OF STRUCTURAL CONCRETE AND STRUCTURAL STEEL DURING THE CONSTRUCTION PHASE OF NUCLEAR POWER PLANTS
ANSI | ANSI N45.2.5-1974 | INSTALLATION, INSPECTION, AND TESTING OF STRUCTURAL CONCRETE AND STRUCTURAL STEEL DURING THE CONSTRUCTION PHASE OF NUCLEAR POWER PLANTS | 1974 | 1.94 | 1 | QUALITY ASSURANCE REQUIREMENTS FOR INSTALLATION, INSPECTION, AND TESTING OF STRUCTURAL CONCRETE AND STRUCTURAL STEEL DURING THE CONSTRUCTION PHASE OF NUCLEAR POWER PLANTS
IEEE | IEEE-279 | CRITERIA FOR PROTECTION SYSTEMS FOR NUCLEAR POWER GENERATING STATIONS | Unknown | 1.95 | 1 | PROTECTION OF NUCLEAR POWER PLANT CONTROL ROOM OPERATORS AGAINST AN ACCIDENTAL CHLORINE RELEASE
ASME | ASME BPVC Section III | RULES FOR CONSTRUCTION OF NUCLEAR POWER PLANT COMPONENTS | Unknown | 1.96 | 1 | DESIGN OF MAIN STEAM ISOLATION VALVE LEAKAGE CONTROL SYSTEMS FOR BOILING WATER REACTOR NUCLEAR POWER PLANTS
ASME | ASME BPVC Section XI | RULES FOR INSERVICE INSPECTION OF NUCLEAR POWER PLANT COMPONENTS | Unknown | 1.96 | 1 | DESIGN OF MAIN STEAM ISOLATION VALVE LEAKAGE CONTROL SYSTEMS FOR BOILING WATER REACTOR NUCLEAR POWER PLANTS
ANS | ANSI/ANS 4.5-1980 | CRITERIA FOR ACCIDENT MONITORING FUNCTIONS IN LIGHT-WATER-COOLED REACTORS | 1980 | 1.97 | 4 | CRITERIA FOR ACCIDENT MONITORING INSTRUMENTATION FOR NUCLEAR POWER PLANTS
IAEA | IAEA Nuclear Energy Series No. NP-T-3.16 | ACCIDENT MONITORING SYSTEMS FOR NUCLEAR POWER PLANTS | 2015 | 1.97 | 5 | CRITERIA FOR ACCIDENT MONITORING INSTRUMENTATION FOR NUCLEAR POWER PLANTS
IAEA | IAEA Safety Standards Series No. SSG-39 | DESIGN OF INSTRUMENTATION AND CONTROL SYSTEMS FOR NUCLEAR POWER PLANTS | 2016 | 1.97 | 5 | CRITERIA FOR ACCIDENT MONITORING INSTRUMENTATION FOR NUCLEAR POWER PLANTS
IAEA | IAEA Safety Standards Series No. TECDOC-1818 | ASSESSMENT OF EQUIPMENT CAPABILITY TO PERFORM RELIABLY UNDER SEVERE ACCIDENT CONDITIONS | 2017 | 1.97 | 5 | CRITERIA FOR ACCIDENT MONITORING INSTRUMENTATION FOR NUCLEAR POWER PLANTS
IEEE | IEEE Std 497-1981 | IEEE STANDARD CRITERIA FOR ACCIDENT MONITORING INSTRUMENTATION FOR NUCLEAR POWER GENERATING STATIONS | 1981 | 1.97 | 4 | CRITERIA FOR ACCIDENT MONITORING INSTRUMENTATION FOR NUCLEAR POWER PLANTS
IEEE | IEEE Std 497-2002 | IEEE STANDARD CRITERIA FOR ACCIDENT MONITORING INSTRUMENTATION FOR NUCLEAR POWER GENERATING STATIONS | 2002 | 1.97 | 4 | CRITERIA FOR ACCIDENT MONITORING INSTRUMENTATION FOR NUCLEAR POWER PLANTS
IEEE | IEEE Std 497-2002 | IEEE STANDARD CRITERIA FOR ACCIDENT MONITORING INSTRUMENTATION FOR NUCLEAR POWER GENERATING STATIONS | 2002 | 1.97 | 5 | CRITERIA FOR ACCIDENT MONITORING INSTRUMENTATION FOR NUCLEAR POWER PLANTS
IEEE | IEEE Std 497-2010 | IEEE STANDARD CRITERIA FOR ACCIDENT MONITORING INSTRUMENTATION FOR NUCLEAR POWER GENERATING STATIONS | 2010 | 1.97 | 5 | CRITERIA FOR ACCIDENT MONITORING INSTRUMENTATION FOR NUCLEAR POWER PLANTS
IEEE | IEEE Std 497-2016 | IEEE STANDARD CRITERIA FOR ACCIDENT MONITORING INSTRUMENTATION FOR NUCLEAR POWER GENERATING STATIONS | 2016 | 1.97 | 5 | CRITERIA FOR ACCIDENT MONITORING INSTRUMENTATION FOR NUCLEAR POWER PLANTS
IEEE | IEEE Std 63147-2017 - IEEE/IEC International Standard | CRITERIA FOR ACCIDENT MONITORING INSTRUMENTATION FOR NUCLEAR POWER GENERATING STATIONS | 2017 | 1.97 | 5 | CRITERIA FOR ACCIDENT MONITORING INSTRUMENTATION FOR NUCLEAR POWER PLANTS
ASME | ASME BPVC Section III | RULES FOR CONSTRUCTION OF NUCLEAR POWER PLANT COMPONENTS | Unknown | 1.99 | 2 | RADIATION EMBRITTLEMENT OF REACTOR VESSEL MATERIALS
ASTM | ASTM A533M-82 | STANDARD SPECIFCATION FOR PRESSURE VESSEL PLATES, ALLOY STEEL, QUENCHED AND TEMPERED, MANGANESE-MOLYBDENUM AND MANGANESE MOLYBDENUM-NICKEL | 1982 | 1.99 | 2 | RADIATION EMBRITTLEMENT OF REACTOR VESSEL MATERIALS
ASTM | ASTM E185-82 | STANDARD PRACTICE FOR CONDUCTING SURVEILLANCE TESTS FOR LIGHT-WATER COOLED NUCLEAR POWER REACTOR VESSELS | 1982 | 1.99 | 2 | RADIATION EMBRITTLEMENT OF REACTOR VESSEL MATERIALS
ASTM | ASTM E693-79 | STANDARD PRACTICE FOR CHARACTERIZING NEUTRON EXPOSURES IN FERRITIC STEELS IN TERMS OF DISPLACEMENTS PER ATOM (DPA) | 1979 | 1.99 | 2 | RADIATION EMBRITTLEMENT OF REACTOR VESSEL MATERIALS
ANSI | ANSI N432 | RADIOLOGICAL SAFETY FOR THE DESIGN AND CONSTRUCTION OF APPARATUS FOR GAMMA RADIOGRAPHY | Unknown | 10.10 | 0 | GUIDE FOR THE PREPARATION OF APPLICATIONS FOR RADIATION SAFETY EVALUATION AND REGISTRATION OF DEVICES CONTAINING BYPRODUCT MATERIAL
ANSI | ANSI N433.1 | SAFE DESIGN AND USE OF SELF CONTAINED, DRY SOURCE STORAGE GAMMA IRRADIATORS (CATEGORY 1) | Unknown | 10.10 | 0 | GUIDE FOR THE PREPARATION OF APPLICATIONS FOR RADIATION SAFETY EVALUATION AND REGISTRATION OF DEVICES CONTAINING BYPRODUCT MATERIAL
ANSI | ANSI N538 | CLASSIFICATION OF INDUSTRIAL IONIZING RADIATION GAUGING DEVICES | Unknown | 10.10 | 0 | GUIDE FOR THE PREPARATION OF APPLICATIONS FOR RADIATION SAFETY EVALUATION AND REGISTRATION OF DEVICES CONTAINING BYPRODUCT MATERIAL
ANSI | ANSI N540 | CLASSIFICATION OF RADIOACTIVE SELF-LUMINOUS LIGHT SOURCES | Unknown | 10.10 | 0 | GUIDE FOR THE PREPARATION OF APPLICATIONS FOR RADIATION SAFETY EVALUATION AND REGISTRATION OF DEVICES CONTAINING BYPRODUCT MATERIAL
ANSI | ANSI N542 | SEALED RADIOACTIVE SOURCES, CLASSIFICATION | Unknown | 10.10 | 0 | GUIDE FOR THE PREPARATION OF APPLICATIONS FOR RADIATION SAFETY EVALUATION AND REGISTRATION OF DEVICES CONTAINING BYPRODUCT MATERIAL
ANSI | ANSI 540 | CLASSIFICATION OF RADIOACTIVE SELF-LUMINOUS LIGHT SOURCES | Unknown | 10.11 | 0 | GUIDE FOR THE PREPARATION OF APPLICATIONS FOR RADIATION SAFETY EVALUATION AND REGISTRATION OF DEVICES CONTAINING BYPRODUCT MATERIAL
ANSI | ANSI N43.10 | SAFE DESIGN AND USE OF PANORAMIC, WET SOURCE STORAGE GAMMA IRRADIATORS (CATEGORY IV) | Unknown | 10.11 | 0 | GUIDE FOR THE PREPARATION OF APPLICATIONS FOR RADIATION SAFETY EVALUATION AND REGISTRATION OF DEVICES CONTAINING BYPRODUCT MATERIAL
ANSI | ANSI N432 | RADIOLOGICAL SAFETY FOR THE DESIGN AND CONSTRUCTION OF APPARATUS FOR GAMMA RADIOGRAPHY | Unknown | 10.11 | 0 | GUIDE FOR THE PREPARATION OF APPLICATIONS FOR RADIATION SAFETY EVALUATION AND REGISTRATION OF DEVICES CONTAINING BYPRODUCT MATERIAL
ANSI | ANSI N433.1 | SAFE DESIGN AND USE OF SELF CONTAINED, DRY SOURCE STORAGE GAMMA IRRADIATORS (CATEGORY 1) | Unknown | 10.11 | 0 | GUIDE FOR THE PREPARATION OF APPLICATIONS FOR RADIATION SAFETY EVALUATION AND REGISTRATION OF DEVICES CONTAINING BYPRODUCT MATERIAL
ANSI | ANSI N44 | INTEGRITY AND TEST SPECIFICATIONS FOR SELECTED BRACHYTHERAPY SOURCES | 1973 | 10.11 | 0 | GUIDE FOR THE PREPARATION OF APPLICATIONS FOR RADIATION SAFETY EVALUATION AND REGISTRATION OF DEVICES CONTAINING BYPRODUCT MATERIAL
ANSI | ANSI N538 | CLASSIFICATION OF INDUSTRIAL IONIZING RADIATION GAUGING DEVICES | Unknown | 10.11 | 0 | GUIDE FOR THE PREPARATION OF APPLICATIONS FOR RADIATION SAFETY EVALUATION AND REGISTRATION OF DEVICES CONTAINING BYPRODUCT MATERIAL
ANSI | ANSI N542 | SEALED RADIOACTIVE SOURCES, CLASSIFICATION | Unknown | 10.11 | 0 | GUIDE FOR THE PREPARATION OF APPLICATIONS FOR RADIATION SAFETY EVALUATION AND REGISTRATION OF DEVICES CONTAINING BYPRODUCT MATERIAL
ISO | ISO 2919 | SEALED RADIOACTIVE SOURCES--CLASSIFICATION | Unknown | 10.11 | 0 | GUIDE FOR THE PREPARATION OF APPLICATIONS FOR RADIATION SAFETY EVALUATION AND REGISTRATION OF DEVICES CONTAINING BYPRODUCT MATERIAL
ANSI | ANSI N18.9-72 | PROGRAM FOR TESTING BIOLOGICAL SHIELDING IN NUCLEAR REACTOR PLANTS | 1972 | 2.1 | 0 | SHIELD TEST PROGRAM FOR EVALUATION OF INSTALLED BIOLOGICAL SHIELDING IN RESEARCH AND TRAINING REACTORS
ANSI | ANSI N42.7-1972 | CRITERIA FOR PROTECTION SYSTEMS FOR NUCLEAR POWER GENERATING STATIONS | 1972 | 2.2 | 0 | DEVELOPMENT OF TECHNICAL SPECIFICATIONS FOR EXPERIMENTS IN RESEARCH REACTORS
IEEE | IEEE Std 279-1971 | CRITERIA FOR PROTECTION SYSTEMS FOR NUCLEAR POWER GENERATING STATIONS | 1971 | 2.2 | 0 | DEVELOPMENT OF TECHNICAL SPECIFICATIONS FOR EXPERIMENTS IN RESEARCH REACTORS
ANS | ANS 15 (ANSI N401-1974) | REVIEW OF EXPERIMENTS FOR RESEARCH REACTORS | 1974 | 2.3 | 1 | QUALITY VERIFICATION FOR PLATE-TYPE URANIUM-ALUMINUM FUEL ELEMENTS FOR USE IN RESEARCH REACTORS
ANS | ANSI/ANS 15.2-1999 | QUALITY CONTROL FOR PLATE-TYPE URANIUM-ALUMINUM FUEL ELEMENTS | 1999 | 2.3 | 2 | QUALITY VERIFICATION FOR PLATE-TYPE URANIUM-ALUMINUM FUEL ELEMENTS FOR USE IN RESEARCH REACTORS
ANSI | ANSI N398-74 | QUALITY VERIFICATION FOR PLATE-TYPE URANIUM-ALUMINUM FUEL ELEMENTS | 1974 | 2.3 | 0 | QUALITY VERIFICATION FOR PLATE-TYPE URANIUM-ALUMINUM FUEL ELEMENTS FOR USE IN RESEARCH REACTORS
ANSI | ANSI N398-74 | QUALITY VERIFICATION FOR PLATE-TYPE URANIUM-ALUMINUM FUEL ELEMENTS | 1974 | 2.3 | 2 | QUALITY VERIFICATION FOR PLATE-TYPE URANIUM-ALUMINUM FUEL ELEMENTS FOR USE IN RESEARCH REACTORS
ANSI | ANSI N402 | QUALITY ASSURANCE PROGRAM GUIDELINES FOR RESEARCH REACTORS | Unknown | 2.3 | 0 | QUALITY VERIFICATION FOR PLATE-TYPE URANIUM-ALUMINUM FUEL ELEMENTS FOR USE IN RESEARCH REACTORS
ANSI | ANSI N402 | QUALITY ASSURANCE PROGRAM GUIDELINES FOR RESEARCH REACTORS | Unknown | 2.3 | 1 | QUALITY VERIFICATION FOR PLATE-TYPE URANIUM-ALUMINUM FUEL ELEMENTS FOR USE IN RESEARCH REACTORS
ANSI | ANSI N8.1-1967 | QUALITY CONTROL FOR PLATE-TYPE URANIUM-ALUMINUM FUEL ELEMENTS | 1967 | 2.3 | 0 | QUALITY VERIFICATION FOR PLATE-TYPE URANIUM-ALUMINUM FUEL ELEMENTS FOR USE IN RESEARCH REACTORS
ANS | ANS 15 (ANSI N401-1974) | REVIEW OF EXPERIMENTS FOR RESEARCH REACTORS | 1974 | 2.4 | 0-R | REVIEW OF EXPERIMENTS FOR RESEARCH REACTORS
ANS | ANS 15.6 | REVIEW OF EXPERIMENTS FOR RESEARCH REACTORS | 1974 | 2.4 | 0 | REVIEW OF EXPERIMENTS FOR RESEARCH REACTORS
ANS | ANS 15.6 | REVIEW OF EXPERIMENTS FOR RESEARCH REACTORS | 1974 | 2.4 | 0-R | REVIEW OF EXPERIMENTS FOR RESEARCH REACTORS
ANSI | ANSI N401-74 | REVIEW OF EXPERIMENTS FOR RESEARCH REACTORS | 1974 | 2.4 | 0 | REVIEW OF EXPERIMENTS FOR RESEARCH REACTORS
ANSI | ANSI N401-74 | REVIEW OF EXPERIMENTS FOR RESEARCH REACTORS | 1974 | 2.4 | 0-R | REVIEW OF EXPERIMENTS FOR RESEARCH REACTORS
ANS | ANS 15 (ANSI N401-1974) | REVIEW OF EXPERIMENTS FOR RESEARCH REACTORS | 1974 | 2.5 | 0-R | QUALITY ASSURANCE PROGRAM REQUIREMENTS FOR RESEARCH AND TEST REACTORS
ANS | ANSI/ANS 15.8-1976 | QUALITY ASSURANCE PROGRAM REQUIREMENTS FOR RESEARCH REACTORS | 1976 | 2.5 | 1 | QUALITY ASSURANCE PROGRAM REQUIREMENTS FOR RESEARCH AND TEST REACTORS
ANS | ANSI/ANS 15.8-1995 | QUALITY ASSURANCE PROGRAM REQUIREMENTS FOR RESEARCH REACTORS | 1995 | 2.5 | 1 | QUALITY ASSURANCE PROGRAM REQUIREMENTS FOR RESEARCH AND TEST REACTORS
ANSI | ANSI N402 | QUALITY ASSURANCE PROGRAM GUIDELINES FOR RESEARCH REACTORS | Unknown | 2.5 | 0-R | QUALITY ASSURANCE PROGRAM REQUIREMENTS FOR RESEARCH AND TEST REACTORS
ANS | ANSI/ANS 15.16-1978 | EMERGENCY PLANNING FOR RESEARCH REACTORS | 1978 | 2.6 | 0 | EMERGENCY PLANNING FOR RESEARCH AND TEST REACTORS
ANS | ANSI/ANS 15.16-1982 | EMERGENCY PLANNING FOR RESEARCH REACTORS | 1982 | 2.6 | 1 | EMERGENCY PLANNING FOR RESEARCH AND TEST REACTORS
EPA | EPA-520/1-75-001 | MANUAL OF PROTECTIVE ACTION GUIDES AND PROTECTIVE ACTIONS FOR NUCLEAR INCIDENTS | 1975 | 2.6 | 0 | EMERGENCY PLANNING FOR RESEARCH AND TEST REACTORS
IAEA | IAEA Safety Standards Series No. SSG-24 | SAFETY IN THE UTILIZATION AND MODIFICATION OF RESEARCH REACTORS | 2020 | 2.8 | 0 | GUIDANCE FOR IMPLEMENTATION OF 10 CFR 50.59, “CHANGES, TESTS AND EXPERIMENTS,” AT NON-POWER PRODUCTION OR UTILIZATION FACILITIES
NEI | NEI 01-01, Revision 0 | ELECTRIC POWER RESEARCH INSTITUTE (EPRI) TR-102348, REVISION 1, 'GUIDELINE ON LICENSING DIGITAL UPGRADES' | 2002 | 2.8 | 0 | GUIDANCE FOR IMPLEMENTATION OF 10 CFR 50.59, “CHANGES, TESTS AND EXPERIMENTS,” AT NON-POWER PRODUCTION OR UTILIZATION FACILITIES
NEI | NEI 21-06 | GUIDELINES FOR 10 CFR 50.59 IMPLEMENTATION AT NON-POWER PRODUCTION AND UTILIZATION FACILITIES | 2021 | 2.8 | 0 | GUIDANCE FOR IMPLEMENTATION OF 10 CFR 50.59, “CHANGES, TESTS AND EXPERIMENTS,” AT NON-POWER PRODUCTION OR UTILIZATION FACILITIES
NEI | NEI 96-07, Appendix D, Revision 1 | SUPPLEMENTAL GUIDANCE FOR APPLICATION OF 10 CFR 50.59 TO DIGITAL MODIFICATIONS | 2020 | 2.8 | 0 | GUIDANCE FOR IMPLEMENTATION OF 10 CFR 50.59, “CHANGES, TESTS AND EXPERIMENTS,” AT NON-POWER PRODUCTION OR UTILIZATION FACILITIES
NEI | NEI 96-07, Revision 1 | GUIDELINES FOR 10 CFR 50.59 IMPLEMENTATION | 2000 | 2.8 | 0 | GUIDANCE FOR IMPLEMENTATION OF 10 CFR 50.59, “CHANGES, TESTS AND EXPERIMENTS,” AT NON-POWER PRODUCTION OR UTILIZATION FACILITIES
AGS | AGS-G001 | GUIDELINE FOR GLOVEBOXES | 2007 | 3.12 | 1 | GENERAL DESIGN GUIDE FOR VENTILATION SYSTEMS OF PLUTONIUM PROCESSING AND FUEL FABRICATION PLANTS
ASME | ASME AG-1 | CODE FOR NUCLEAR AIR AND GAS TREATMENT | 1991 | 3.12 | 1 | GENERAL DESIGN GUIDE FOR VENTILATION SYSTEMS OF PLUTONIUM PROCESSING AND FUEL FABRICATION PLANTS
EPA | EPA/600/R-95/051 | RCRA SUBTITLE D (258): SEISMIC DESIGN GUIDANCE FOR MUNICIPAL SOLID WASTE LANDFILL FACILITIES | 1995 | 3.13 | 1 | DESIGN, CONSTRUCTION, AND INSPECTION OF EMBANKMENT RETENTION SYSTEMS AT FUEL CYCLE FACILITIES
U.S. Army Corps of Engineers | EM 1110-2-1100 | COASTAL ENGINEERING MANUAL | Unknown | 3.13 | 1 | DESIGN, CONSTRUCTION, AND INSPECTION OF EMBANKMENT RETENTION SYSTEMS AT FUEL CYCLE FACILITIES
U.S. Army Corps of Engineers | EM 1110-2-1902 | ENGINEERING AND DESIGN SLOPE STABILITY | Unknown | 3.13 | 1 | DESIGN, CONSTRUCTION, AND INSPECTION OF EMBANKMENT RETENTION SYSTEMS AT FUEL CYCLE FACILITIES
U.S. Army Corps of Engineers | ER 1110-2-106 | RECOMMENDED GUIDELINES FOR SAFETY INSPECTION OF DAMS | 1979 | 3.13 | 1 | DESIGN, CONSTRUCTION, AND INSPECTION OF EMBANKMENT RETENTION SYSTEMS AT FUEL CYCLE FACILITIES
ORNL | ORNL-4436 | AQUEOUS PROCESSING OF LMFBR FUELS-TECHNICAL ASSESSMENT AND EXPERIMENTAL PROGRAM DEFINITION | Unknown | 3.20 | 0 | PROCESS OFFGAS SYSTEMS FOR FUEL REPROCESSING PLANTS
ORNL | ORNL-NSIC-65 | DESIGN, CONSTRUCTION AND TESTING OF HIGH-EFFICIENCY AIR FILTRATION SYSTEMS FOR NUCLEAR APPLICATION | Unknown | 3.20 | 0 | PROCESS OFFGAS SYSTEMS FOR FUEL REPROCESSING PLANTS
ANSI | ANSI N101.4-72 | QUALITY ASSURANCE FOR PROTECTIVE COATINGS APPLIED TO NUCLEAR FACILITIES | 1972 | 3.21 | 0 | QUALITY ASSURANCE REQUIREMENTS FOR PROTECTIVE COATINGS APPLIED TO FUEL REPROCESSING AND TO PLUTONIUM PROCESSING AND FUEL FABRICATION PLANTS
ANSI | ANSI N45.2-1971 | QUALITY ASSURANCE PROGRAM REQUIREMENTS FOR NUCLEAR POWER PLANTS | 1971 | 3.21 | 0 | QUALITY ASSURANCE REQUIREMENTS FOR PROTECTIVE COATINGS APPLIED TO FUEL REPROCESSING AND TO PLUTONIUM PROCESSING AND FUEL FABRICATION PLANTS
ASME | ASME BPVC Section III | RULES FOR CONSTRUCTION OF NUCLEAR POWER PLANT COMPONENTS | 1975 | 3.27 | 1 | NONDESTRUCTIVE EXAMINATION OF WELDS IN THE LINERS OF CONCRETE BARRIERS IN FUEL REPROCESSING PLANTS
ASME | ASME BPVC Section V | NONDESTRUCTIVE EXAMINATION | 1975 | 3.27 | 1 | NONDESTRUCTIVE EXAMINATION OF WELDS IN THE LINERS OF CONCRETE BARRIERS IN FUEL REPROCESSING PLANTS
ANSI | ANSI N45.2-1971 | QUALITY ASSURANCE PROGRAM REQUIREMENTS FOR NUCLEAR POWER PLANTS | 1971 | 3.3 | 1 | QUALITY ASSURANCE PROGRAM REQUIREMENTS FOR FUEL REPROCESSING PLANTS AND FOR PLUTONIUM PROCESSING AND FUEL FABRICATION PLANTS
ANSI | ANSI N101.2-72 | PROTECTIVE COATINGS (PAINTS) FOR LIGHT-WATER NUCLEAR REACTOR CONTAINMENT FACILITIES | 1972 | 3.30 | 0 | SELECTION, APPLICATION, AND INSPECTION OF PROTECTIVE COATINGS (PAINTS) FOR FUEL REPROCESSING PLANTS
ANSI | ANSI N101.4-72 | QUALITY ASSURANCE FOR PROTECTIVE COATINGS APPLIED TO NUCLEAR FACILITIES | 1972 | 3.30 | 0 | SELECTION, APPLICATION, AND INSPECTION OF PROTECTIVE COATINGS (PAINTS) FOR FUEL REPROCESSING PLANTS
ANSI | ANSI N512-1974 | PROTECTIVE COATINGS (PAINTS) FOR THE NUCLEAR INDUSTRY | 1974 | 3.30 | 0 | SELECTION, APPLICATION, AND INSPECTION OF PROTECTIVE COATINGS (PAINTS) FOR FUEL REPROCESSING PLANTS
ANSI | ANSI N512-1974 | PROTECTIVE COATINGS (PAINTS) FOR THE NUCLEAR INDUSTRY | 1974 | 3.31 | 0 | EMERGENCY WATER SUPPLY SYSTEMS FOR FUEL REPROCESSING PLANTS
ANSI | ANSI B132.1-1971 | HIGH EFFICIENCY AIR FILTRATION UNITS | 1971 | 3.32 | 0 | GENERAL DESIGN GUIDE FOR VENTILATION SYSTEMS FOR FUEL REPROCESSING PLANTS (FOR COMMENT)
ASHRAE | ASHRAE 52-68 | METHOD OF TESTING AIR CLEANING DEVICES USED IN GENERAL VENTILATION FOR REMOVING PARTICULATE MATTER | Unknown | 3.32 | 0 | GENERAL DESIGN GUIDE FOR VENTILATION SYSTEMS FOR FUEL REPROCESSING PLANTS (FOR COMMENT)
UL | Underwriters Laboratories 586 | HIGH-EFFICIENCY AIR FILTRATION UNITS | 1971 | 3.32 | 0 | GENERAL DESIGN GUIDE FOR VENTILATION SYSTEMS FOR FUEL REPROCESSING PLANTS (FOR COMMENT)
ANSI | ANSI N45.2.1-1973 | CLEANING OF FLUID SYSTEMS AND ASSOCIATED COMPONENTS DURING CONSTRUCTION PHASE OF NUCLEAR POWER PLANTS | 1973 | 3.37 | 0 | GUIDANCE FOR AVOIDING INTERGRANULAR CORROSION AND STRESS CORROSION IN AUSTENITIC STAINLESS STEEL COMPONENTS OF FUEL REPROCESSING PLANTS (FOR COMMENT)
ASME | ASME BPVC Section V | NONDESTRUCTIVE EXAMINATION | Unknown | 3.37 | 0 | GUIDANCE FOR AVOIDING INTERGRANULAR CORROSION AND STRESS CORROSION IN AUSTENITIC STAINLESS STEEL COMPONENTS OF FUEL REPROCESSING PLANTS (FOR COMMENT)
ASTM | ASTM A262-70 | RECOMMENDED PRACTICES FOR DETECTING SUSCEPTIBILITY TO INTERGRANULAR ATTACK IN STAINLESS STEELS | 1970 | 3.37 | 0 | GUIDANCE FOR AVOIDING INTERGRANULAR CORROSION AND STRESS CORROSION IN AUSTENITIC STAINLESS STEEL COMPONENTS OF FUEL REPROCESSING PLANTS (FOR COMMENT)
ANS | ANSI/ANS 2.8-1981 | DETERMINING DESIGN BASIS FLOODING AT POWER REACTOR SITES | 1981 | 3.48 | 1 | STANDARD FORMAT AND CONTENT FOR THE SAFETY ANALYSIS REPORT FOR AN INDEPENDENT SPENT FUEL STORAGE INSTALLATION OR MONITORED RETRIEVABLE STORAGE INSTALLATION (DRY STORAGE)
ANS | ANSI/ANS 57.9-1984 | DESIGN CRITERIA FOR AN INDEPENDENT SPENT FUEL STORAGE INSTALLATION (DRY TYPE) | 1984 | 3.48 | 1 | STANDARD FORMAT AND CONTENT FOR THE SAFETY ANALYSIS REPORT FOR AN INDEPENDENT SPENT FUEL STORAGE INSTALLATION OR MONITORED RETRIEVABLE STORAGE INSTALLATION (DRY STORAGE)
ANSI | ANSI N16.1-75 | NUCLEAR CRITICALITY SAFETY IN OPERATIONS WITH FISSIONABLE MATERIALS OUTSIDE REACTORS | 1975 | 3.48 | 1 | STANDARD FORMAT AND CONTENT FOR THE SAFETY ANALYSIS REPORT FOR AN INDEPENDENT SPENT FUEL STORAGE INSTALLATION OR MONITORED RETRIEVABLE STORAGE INSTALLATION (DRY STORAGE)
ASME | ASME NQA-1-1983 | QUALITY ASSURANCE REQUIREMENTS FOR MAINTENANCE OF NUCLEAR FACILITIES | 1983 | 3.48 | 1 | STANDARD FORMAT AND CONTENT FOR THE SAFETY ANALYSIS REPORT FOR AN INDEPENDENT SPENT FUEL STORAGE INSTALLATION OR MONITORED RETRIEVABLE STORAGE INSTALLATION (DRY STORAGE)
ANSI | ANSI N299-76 | ADMINISTRATIVE AND MANAGERIAL CONTROL FOR THE OPERATION OF NUCLEAR FUEL REPROCESSING PLANTS | 1976 | 3.50 | 1 | STANDARD FORMAT AND CONTENT FOR A LICENSE APPLICATION TO STORE SPENT FUEL AND HIGH-LEVEL RADIOACTIVE WASTE
IAEA | GS-G-4.1 | FORMAT AND CONTENT OF THE SAFETY ANALYSIS REPORT FOR NUCLEAR POWER PLANTS | 2004 | 3.50 | 1 | STANDARD FORMAT AND CONTENT FOR A LICENSE APPLICATION TO STORE SPENT FUEL AND HIGH-LEVEL RADIOACTIVE WASTE
IAEA | IAEA Safety Guide SSG-12 | LICENSING PROCESS FOR NUCLEAR INSTALLATIONS | 2010 | 3.50 | 1 | STANDARD FORMAT AND CONTENT FOR A LICENSE APPLICATION TO STORE SPENT FUEL AND HIGH-LEVEL RADIOACTIVE WASTE
IAEA | IAEA Safety Guide SSG-15 | STORAGE OF SPENT NUCLEAR FUEL | 2012 | 3.50 | 1 | STANDARD FORMAT AND CONTENT FOR A LICENSE APPLICATION TO STORE SPENT FUEL AND HIGH-LEVEL RADIOACTIVE WASTE
EPA | EPA-520/ 9-73-003-C | ENVIRONMENTAL RADIATION DOSE COMMITMENT: AN APPLICATION TO THE NUCLEAR POWER INDUSTRY | 1974 | 3.51 | 0 | CALCULATIONAL MODELS FOR ESTIMATING RADIATION DOSES TO MAN FROM AIRBORNE RADIOACTIVE MATERIALS RESULTING FROM URANIUM MILLING OPERATIONS
EPA | EPA-520/4-73-O02, | ENVIRONMENTAL RADIATION DOSE COMMITMENT: AN APPLICATION TO THE NUCLEAR POWER INDUSTRY | 1974 | 3.51 | 0 | CALCULATIONAL MODELS FOR ESTIMATING RADIATION DOSES TO MAN FROM AIRBORNE RADIOACTIVE MATERIALS RESULTING FROM URANIUM MILLING OPERATIONS
ANS | ANSI/ANS 5.1 | DECAY HEAT POWER | Unknown | 3.54 | 2 / DG-3050 | SPENT FUEL HEAT GENERATION IN AN INDEPENDENT SPENT FUEL STORAGE INSTALLATION (ML16139A215)
ANS | ANSI/ANS-5.1-2014 | DECAY HEAT POWER IN LIGHT WATER REACTORS: AN AMERICAN NATIONAL STANDARD | 2014 | 3.54 | 2 | SPENT FUEL HEAT GENERATION IN AN INDEPENDENT SPENT FUEL STORAGE INSTALLATION
ANS | ANSI/ANS-5.1-2014 | DECAY HEAT POWER IN LIGHT WATER REACTORS: AN AMERICAN NATIONAL STANDARD | 2014 | 3.54 | 3 | SPENT FUEL HEAT GENERATION IN AN INDEPENDENT SPENT FUEL STORAGE INSTALLATION
GIS | GIS DIN 25463-1 | DECAY HEAT POWER IN NUCLEAR FUELS OF LIGHT WATER REACTORS—NON-RECYCLED NUCLEAR FUELS | 1990 | 3.54 | 2 | SPENT FUEL HEAT GENERATION IN AN INDEPENDENT SPENT FUEL STORAGE INSTALLATION
GIS | GIS DIN 25463-1 | DECAY HEAT POWER IN NUCLEAR FUELS OF LIGHT WATER REACTORS—NON-RECYCLED NUCLEAR FUELS | 1990 | 3.54 | 2 / DG-3050 | SPENT FUEL HEAT GENERATION IN AN INDEPENDENT SPENT FUEL STORAGE INSTALLATION (ML16139A215)
GIS | GIS DIN 25463-1 | DECAY HEAT POWER IN NUCLEAR FUELS OF LIGHT WATER REACTORS—NON-RECYCLED NUCLEAR FUELS | 1990 | 3.54 | 3 | SPENT FUEL HEAT GENERATION IN AN INDEPENDENT SPENT FUEL STORAGE INSTALLATION
ISO | ISO 10645:1992(en) | NUCLEAR ENERGY—LIGHT WATER REACTORS—CALCULATION OF THE DECAY HEAT POWER IN NUCLEAR FUELS | 1992 | 3.54 | 2 | SPENT FUEL HEAT GENERATION IN AN INDEPENDENT SPENT FUEL STORAGE INSTALLATION
ISO | ISO 10645:1992(en) | NUCLEAR ENERGY—LIGHT WATER REACTORS—CALCULATION OF THE DECAY HEAT POWER IN NUCLEAR FUELS | 1992 | 3.54 | 2 / DG-3050 | SPENT FUEL HEAT GENERATION IN AN INDEPENDENT SPENT FUEL STORAGE INSTALLATION (ML16139A215)
ISO | ISO 10645:1992(en) | NUCLEAR ENERGY—LIGHT WATER REACTORS—CALCULATION OF THE DECAY HEAT POWER IN NUCLEAR FUELS | 1992 | 3.54 | 3 | SPENT FUEL HEAT GENERATION IN AN INDEPENDENT SPENT FUEL STORAGE INSTALLATION
JAERI | JAERI M 91 034 | RECOMMENDED VALUES OF DECAY HEAT POWER AND METHOD TO UTILIZE THE DATA | 1991 | 3.54 | 2 / DG-3050 | SPENT FUEL HEAT GENERATION IN AN INDEPENDENT SPENT FUEL STORAGE INSTALLATION (ML16139A215)
JAERI | JAERI-M 91-034 | RECOMMENDED VALUES OF DECAY HEAT POWER AND METHOD TO UTILIZE THE DATA | 1991 | 3.54 | 2 | SPENT FUEL HEAT GENERATION IN AN INDEPENDENT SPENT FUEL STORAGE INSTALLATION
JAERI | JAERI-M 91-034 | RECOMMENDED VALUES OF DECAY HEAT POWER AND METHOD TO UTILIZE THE DATA | 1991 | 3.54 | 3 | SPENT FUEL HEAT GENERATION IN AN INDEPENDENT SPENT FUEL STORAGE INSTALLATION
ANS | ANSI/ANS 2.19-1981 | GUIDELINES FOR ESTABLISHING SITE-RELATED PARAMETERS FOR SITE SELECTION AND DESIGN OF AN INDEPENDENT SPENT FUEL STORAGE INSTALLATION (WATER-POOL TYPE) | 1981 | 3.60 | 0 | DESIGN OF AN INDEPENDENT SPENT FUEL STORAGE INSTALLATION (DRY STORAGE)
ANS | ANSI/ANS 5.1 | DECAY HEAT POWER | Unknown | 3.60 | 0 | DESIGN OF AN INDEPENDENT SPENT FUEL STORAGE INSTALLATION (DRY STORAGE)
ANS | ANSI/ANS 57.9-1984 | DESIGN CRITERIA FOR AN INDEPENDENT SPENT FUEL STORAGE INSTALLATION (DRY TYPE) | 1984 | 3.60 | 0 | DESIGN OF AN INDEPENDENT SPENT FUEL STORAGE INSTALLATION (DRY STORAGE)
ASME | ASME BPVC Section III | RULES FOR CONSTRUCTION OF NUCLEAR POWER PLANT COMPONENTS | Unknown | 3.60 | 0 | DESIGN OF AN INDEPENDENT SPENT FUEL STORAGE INSTALLATION (DRY STORAGE)
ASME | ASME BPVC Section VIII | RULES FOR CONSTRUCTION OF PRESSURE VESSELS | Unknown | 3.60 | 0 | DESIGN OF AN INDEPENDENT SPENT FUEL STORAGE INSTALLATION (DRY STORAGE)
ANS | ANSI/ANS 57.9-1984 | DESIGN CRITERIA FOR AN INDEPENDENT SPENT FUEL STORAGE INSTALLATION (DRY TYPE) | 1984 | 3.61 | 0 | STANDARD FORMAT AND CONTENT FOR A TOPICAL SAFETY ANALYSIS REPORT FOR A SPENT FUEL DRY STORAGE CASK
ANS | ANSI/ANS 57.9-1984 | DESIGN CRITERIA FOR AN INDEPENDENT SPENT FUEL STORAGE INSTALLATION (DRY TYPE) | 1984 | 3.62 | 0 | STANDARD FORMAT AND CONTENT FOR THE SAFETY ANALYSIS REPORT FOR ONSITE STORAGE OF SPENT FUEL STORAGE CASKS
ANS | ANSI/ANS 2.5-1984 | STANDARD FOR DETERMINING METEOROLOGICAL INFORMATION AT NUCLEAR POWER SITES | 1984 | 3.63 | 0 | ONSITE METEOROLOGICAL MEASUREMENT PROGRAM FOR URANIUM RECOVERY FACILITIES 0 DATA ACQUISITION AND REPORTING
IAEA | IAEA 50-SG-S3 | ATMOSPHERIC DISPERSION IN NUCLEAR POWER PLANT SITING | 1980 | 3.63 | 0 | ONSITE METEOROLOGICAL MEASUREMENT PROGRAM FOR URANIUM RECOVERY FACILITIES 0 DATA ACQUISITION AND REPORTING
ASTM | ASTM D698-78 | STANDARD TEST METHODS FOR MOISTURE-DENSITY RELATIONS OF SOILS AND SOIL-AGGREGATE MIXTURES USING 5.5 LB (2.49 KG) RAMMER AND 12 IN. (305 MM) DROP | 1978 | 3.64 | 0 | CALCULATION OF RADON FLUX ATTENUATION BY EARTHEN URANIUM MILL TAILINGS COVERS
EPA | EPA 400-R-92-001 | MANUAL OF PROTECTIVE ACTION GUIDES AND PROTECTIVE ACTIONS FOR NUCLEAR INCIDENTS | 1992 | 3.67 | 1 | STANDARD FORMAT AND CONTENT FOR EMERGENCY PLANS FOR FUEL CYCLE AND MATERIALS FACILITIES
NRC | RIS 2005-31 | CONTROL OF SECURITY-RELATED SENSITIVE UNCLASSIFIED OF NON-SAFEGUARDS INFORMATION HANDLED BY INDIVIDUALS FIRMS, AND ENTITIES SUBJECT TO NRC REGULATION OF THE USE OF SOURCE, BYPRODUCT, AND SPECIAL NUCLEAR MATERIAL | 2005 | 3.67 | 1 | STANDARD FORMAT AND CONTENT FOR EMERGENCY PLANS FOR FUEL CYCLE AND MATERIALS FACILITIES
ANS | ANSI/ANS 8.10-1983 | CRITERIA FOR NUCLEAR CRITICALITY SAFETY CONTROLS IN OPERATIONS WITH SHIELDING AND CONFINEMENT | 1983 | 3.71 | 2 | NUCLEAR CRITICALITY SAFETY STANDARDS FOR FUELS AND MATERIAL FACILITIES
ANS | ANSI/ANS 8.1-1998 | NUCLEAR CRITICALITY SAFETY IN OPERATIONS WITH FISSIONABLE MATERIALS OUTSIDE REACTORS | 1998 | 3.71 | 2 | NUCLEAR CRITICALITY SAFETY STANDARDS FOR FUELS AND MATERIAL FACILITIES
ANS | ANSI/ANS 8.12-1987 | NUCLEAR CRITICALITY CONTROL AND SAFETY OF PLUTONIUM-URANIUM FUEL MIXTURES OUTSIDE REACTORS | 1987 | 3.71 | 2 | NUCLEAR CRITICALITY SAFETY STANDARDS FOR FUELS AND MATERIAL FACILITIES
ANS | ANSI/ANS 8.14-2004 | USE OF SOLUBLE NEUTRON ABSORBERS IN NUCLEAR FACILITIES OUTSIDE REACTORS | 2004 | 3.71 | 2 | NUCLEAR CRITICALITY SAFETY STANDARDS FOR FUELS AND MATERIAL FACILITIES
ANS | ANSI/ANS 8.15-1981 | NUCLEAR CRITICALITY CONTROL OF SPECIAL ACTINIDE ELEMENTS | 1981 | 3.71 | 2 | NUCLEAR CRITICALITY SAFETY STANDARDS FOR FUELS AND MATERIAL FACILITIES
ANS | ANSI/ANS 8.17-2004 | CRITICALITY SAFETY CRITERIA FOR THE HANDLING, STORAGE, AND TRANSPORTATION OF LWR FUEL OUTSIDE REACTORS | 2004 | 3.71 | 2 | NUCLEAR CRITICALITY SAFETY STANDARDS FOR FUELS AND MATERIAL FACILITIES
ANS | ANSI/ANS 8.19-2005 | ADMINISTRATIVE PRACTICES FOR NUCLEAR CRITICALITY SAFETY | 2005 | 3.71 | 2 | NUCLEAR CRITICALITY SAFETY STANDARDS FOR FUELS AND MATERIAL FACILITIES
ANS | ANSI/ANS 8.20-1991 | NUCLEAR CRITICALITY SAFETY TRAINING | 1991 | 3.71 | 2 | NUCLEAR CRITICALITY SAFETY STANDARDS FOR FUELS AND MATERIAL FACILITIES
ANS | ANSI/ANS 8.21-1995 | USE OF FIXED NEUTRON ABSORBERS IN NUCLEAR FACILITIES OUTSIDE REACTORS | 1995 | 3.71 | 2 | NUCLEAR CRITICALITY SAFETY STANDARDS FOR FUELS AND MATERIAL FACILITIES
ANS | ANSI/ANS 8.22-1997 | NUCLEAR CRITICALITY SAFETY BASED ON LIMITING AND CONTROLLING MODERATORS | 1997 | 3.71 | 2 | NUCLEAR CRITICALITY SAFETY STANDARDS FOR FUELS AND MATERIAL FACILITIES
ANS | ANSI/ANS 8.23-2007 | NUCLEAR CRITICALITY ACCIDENT EMERGENCY PLANNING AND RESPONSE | 2007 | 3.71 | 2 | NUCLEAR CRITICALITY SAFETY STANDARDS FOR FUELS AND MATERIAL FACILITIES
ANS | ANSI/ANS 8.24-2007 | VALIDATION OF NEUTRON TRANSPORT METHODS FOR NUCLEAR CRITICALITY SAFETY CALCULATIONS | 2007 | 3.71 | 2 | NUCLEAR CRITICALITY SAFETY STANDARDS FOR FUELS AND MATERIAL FACILITIES
ANS | ANSI/ANS 8.26-2007 | CRITICALITY SAFETY ENGINEER TRAINING AND QUALIFICATION PROGRAM | 2007 | 3.71 | 2 | NUCLEAR CRITICALITY SAFETY STANDARDS FOR FUELS AND MATERIAL FACILITIES
ANS | ANSI/ANS 8.3-1997 | CRITICALITY ACCIDENT ALARM SYSTEM | 1997 | 3.71 | 2 | NUCLEAR CRITICALITY SAFETY STANDARDS FOR FUELS AND MATERIAL FACILITIES
ANS | ANSI/ANS 8.5-1996 | USE OF BOROSILICATE-GLASS RASCHIG RINGS AS A NEUTRON ABSORBER IN SOLUTIONS OF FISSILE MATERIAL | 1996 | 3.71 | 2 | NUCLEAR CRITICALITY SAFETY STANDARDS FOR FUELS AND MATERIAL FACILITIES
ANS | ANSI/ANS 8.5-1996 (Reaffirmed 2012) | USE OF BOROSILICATE-GLASS RASCHIG RINGS AS A NEUTRON ABSORBER IN SOLUTIONS OF FISSILE MATERIAL | 1996 | 3.71 | 3 / DG-3053 | NUCLEAR CRITICALITY SAFETY STANDARDS FOR NUCLEAR MATERIALS OUTSIDE REACTOR CORES
ANS | ANSI/ANS 8.5-1996 (Reaffirmed 2017) | USE OF BOROSILICATE-GLASS RASCHIG RINGS AS A NEUTRON ABSORBER IN SOLUTIONS OF FISSILE MATERIAL | 1996 | 3.71 | 3 | NUCLEAR CRITICALITY SAFETY STANDARDS FOR NUCLEAR MATERIALS OUTSIDE REACTOR CORES
ANS | ANSI/ANS 8.6-1983 | SAFETY IN CONDUCTING SUBCRITICAL NEUTRON-MULTIPLICATION MEASUREMENTS IN SITU | 1983 | 3.71 | 2 | NUCLEAR CRITICALITY SAFETY STANDARDS FOR FUELS AND MATERIAL FACILITIES
ANS | ANSI/ANS 8.7-1998 | NUCLEAR CRITICALITY SAFETY IN THE STORAGE OF FISSILE MATERIALS | 1998 | 3.71 | 2 | NUCLEAR CRITICALITY SAFETY STANDARDS FOR FUELS AND MATERIAL FACILITIES
ANS | ANSI/ANS N2.3-1979 | IMMEDIATE EVACUATION SIGNAL FOR USE IN INDUSTRIAL INSTALLATIONS | 1979 | 3.71 | 2 | NUCLEAR CRITICALITY SAFETY STANDARDS FOR FUELS AND MATERIAL FACILITIES
ANS | ANSI/ANS-8.10-2015 | CRITERIA FOR NUCLEAR CRITICALITY SAFETY CONTROLS IN OPERATIONS WITH SHIELDING AND CONFINEMENT | 2015 | 3.71 | 3 | NUCLEAR CRITICALITY SAFETY STANDARDS FOR NUCLEAR MATERIALS OUTSIDE REACTOR CORES
ANS | ANSI/ANS-8.10-2015 | CRITERIA FOR NUCLEAR CRITICALITY SAFETY CONTROLS IN OPERATIONS WITH SHIELDING AND CONFINEMENT | 2015 | 3.71 | 3 / DG-3053 | NUCLEAR CRITICALITY SAFETY STANDARDS FOR NUCLEAR MATERIALS OUTSIDE REACTOR CORES
ANS | ANSI/ANS-8.1-2014 | NUCLEAR CRITICALITY SAFETY IN OPERATIONS WITH FISSIONABLE MATERIALS OUTSIDE REACTORS | 2014 | 3.71 | 3 | NUCLEAR CRITICALITY SAFETY STANDARDS FOR NUCLEAR MATERIALS OUTSIDE REACTOR CORES
ANS | ANSI/ANS-8.1-2014 | NUCLEAR CRITICALITY SAFETY IN OPERATIONS WITH FISSIONABLE MATERIALS OUTSIDE REACTORS | 2014 | 3.71 | 3 / DG-3053 | NUCLEAR CRITICALITY SAFETY STANDARDS FOR NUCLEAR MATERIALS OUTSIDE REACTOR CORES
ANS | ANSI/ANS-8.12-1987 (Reaffirmed 2011) | NUCLEAR CRITICALITY CONTROL AND SAFETY OF PLUTONIUM-URANIUM FUEL MIXTURES OUTSIDE REACTORS | 1987 | 3.71 | 3 / DG-3053 | NUCLEAR CRITICALITY SAFETY STANDARDS FOR NUCLEAR MATERIALS OUTSIDE REACTOR CORES
ANS | ANSI/ANS-8.12-1987 (Reaffirmed 2016) | NUCLEAR CRITICALITY CONTROL AND SAFETY OF PLUTONIUM-URANIUM FUEL MIXTURES OUTSIDE REACTORS | 1987 | 3.71 | 3 | NUCLEAR CRITICALITY SAFETY STANDARDS FOR NUCLEAR MATERIALS OUTSIDE REACTOR CORES
ANS | ANSI/ANS-8.14-2004 (Reaffirmed 2011) | USE OF SOLUBLE NEUTRON ABSORBERS IN NUCLEAR FACILITIES OUTSIDE REACTORS | 2004 | 3.71 | 3 / DG-3053 | NUCLEAR CRITICALITY SAFETY STANDARDS FOR NUCLEAR MATERIALS OUTSIDE REACTOR CORES
ANS | ANSI/ANS-8.14-2004 (Reaffirmed 2016) | USE OF SOLUBLE NEUTRON ABSORBERS IN NUCLEAR FACILITIES OUTSIDE REACTORS | 2004 | 3.71 | 3 | NUCLEAR CRITICALITY SAFETY STANDARDS FOR NUCLEAR MATERIALS OUTSIDE REACTOR CORES
ANS | ANSI/ANS-8.15-2014 | NUCLEAR CRITICALITY CONTROL OF SPECIAL ACTINIDE ELEMENTS | 2014 | 3.71 | 3 | NUCLEAR CRITICALITY SAFETY STANDARDS FOR NUCLEAR MATERIALS OUTSIDE REACTOR CORES
ANS | ANSI/ANS-8.15-2014 | NUCLEAR CRITICALITY CONTROL OF SPECIAL ACTINIDE ELEMENTS | 2014 | 3.71 | 3 / DG-3053 | NUCLEAR CRITICALITY SAFETY STANDARDS FOR NUCLEAR MATERIALS OUTSIDE REACTOR CORES
ANS | ANSI/ANS-8.17-2004 (Reaffirmed 2009) | CRITICALITY SAFETY CRITERIA FOR THE HANDLING, STORAGE, AND TRANSPORTATION OF LWR FUEL OUTSIDE REACTORS | 2004 | 3.71 | 3 / DG-3053 | NUCLEAR CRITICALITY SAFETY STANDARDS FOR NUCLEAR MATERIALS OUTSIDE REACTOR CORES
ANS | ANSI/ANS-8.17-2004 (Reaffirmed 2014) | CRITICALITY SAFETY CRITERIA FOR THE HANDLING, STORAGE, AND TRANSPORTATION OF LWR FUEL OUTSIDE REACTORS | 2004 | 3.71 | 3 | NUCLEAR CRITICALITY SAFETY STANDARDS FOR NUCLEAR MATERIALS OUTSIDE REACTOR CORES
ANS | ANSI/ANS-8.19-2014 | ADMINISTRATIVE PRACTICES FOR NUCLEAR CRITICALITY SAFETY | 2014 | 3.71 | 3 | NUCLEAR CRITICALITY SAFETY STANDARDS FOR NUCLEAR MATERIALS OUTSIDE REACTOR CORES
ANS | ANSI/ANS-8.19-2014 | ADMINISTRATIVE PRACTICES FOR NUCLEAR CRITICALITY SAFETY | 2014 | 3.71 | 3 / DG-3053 | NUCLEAR CRITICALITY SAFETY STANDARDS FOR NUCLEAR MATERIALS OUTSIDE REACTOR CORES
ANS | ANSI/ANS-8.20-1991 (Reaffirmed 2005) | NUCLEAR CRITICALITY SAFETY TRAINING | 1991 | 3.71 | 3 / DG-3053 | NUCLEAR CRITICALITY SAFETY STANDARDS FOR NUCLEAR MATERIALS OUTSIDE REACTOR CORES
ANS | ANSI/ANS-8.20-1991 (Reaffirmed 2015) | NUCLEAR CRITICALITY SAFETY TRAINING | 1991 | 3.71 | 3 | NUCLEAR CRITICALITY SAFETY STANDARDS FOR NUCLEAR MATERIALS OUTSIDE REACTOR CORES
ANS | ANSI/ANS-8.21-1995 (Reaffirmed 2011) | USE OF FIXED NEUTRON ABSORBERS IN NUCLEAR FACILITIES OUTSIDE REACTORS | 1995 | 3.71 | 3 | NUCLEAR CRITICALITY SAFETY STANDARDS FOR NUCLEAR MATERIALS OUTSIDE REACTOR CORES
ANS | ANSI/ANS-8.21-1995 (Reaffirmed 2011) | USE OF FIXED NEUTRON ABSORBERS IN NUCLEAR FACILITIES OUTSIDE REACTORS | 1995 | 3.71 | 3 / DG-3053 | NUCLEAR CRITICALITY SAFETY STANDARDS FOR NUCLEAR MATERIALS OUTSIDE REACTOR CORES
ANS | ANSI/ANS-8.22-1997 (Reaffirmed 2011) | NUCLEAR CRITICALITY SAFETY BASED ON LIMITING AND CONTROLLING MODERATORS | 1997 | 3.71 | 3 / DG-3053 | NUCLEAR CRITICALITY SAFETY STANDARDS FOR NUCLEAR MATERIALS OUTSIDE REACTOR CORES
ANS | ANSI/ANS-8.22-1997 (Reaffirmed 2016) | NUCLEAR CRITICALITY SAFETY BASED ON LIMITING AND CONTROLLING MODERATORS | 1997 | 3.71 | 3 | NUCLEAR CRITICALITY SAFETY STANDARDS FOR NUCLEAR MATERIALS OUTSIDE REACTOR CORES
ANS | ANSI/ANS-8.23-2007 (Reaffirmed 2012) | NUCLEAR CRITICALITY ACCIDENT EMERGENCY PLANNING AND RESPONSE | 2007 | 3.71 | 3 | NUCLEAR CRITICALITY SAFETY STANDARDS FOR NUCLEAR MATERIALS OUTSIDE REACTOR CORES
ANS | ANSI/ANS-8.23-2007 (Reaffirmed 2012) | NUCLEAR CRITICALITY ACCIDENT EMERGENCY PLANNING AND RESPONSE | 2007 | 3.71 | 3 / DG-3053 | NUCLEAR CRITICALITY SAFETY STANDARDS FOR NUCLEAR MATERIALS OUTSIDE REACTOR CORES
ANS | ANSI/ANS-8.24-2007 (Reaffirmed 2012) | VALIDATION OF NEUTRON TRANSPORT METHODS FOR NUCLEAR CRITICALITY SAFETY CALCULATIONS | 2007 | 3.71 | 3 / DG-3053 | NUCLEAR CRITICALITY SAFETY STANDARDS FOR NUCLEAR MATERIALS OUTSIDE REACTOR CORES
ANS | ANSI/ANS-8.24-2017 | VALIDATION OF NEUTRON TRANSPORT METHODS FOR NUCLEAR CRITICALITY SAFETY CALCULATIONS | 2017 | 3.71 | 3 | NUCLEAR CRITICALITY SAFETY STANDARDS FOR NUCLEAR MATERIALS OUTSIDE REACTOR CORES
ANS | ANSI/ANS-8.26-2007 (Reaffirmed 2012) | CRITICALITY SAFETY ENGINEER TRAINING AND QUALIFICATION PROGRAM | 2007 | 3.71 | 3 / DG-3053 | NUCLEAR CRITICALITY SAFETY STANDARDS FOR NUCLEAR MATERIALS OUTSIDE REACTOR CORES
ANS | ANSI/ANS-8.26-2007 (Reaffirmed 2016) | CRITICALITY SAFETY ENGINEER TRAINING AND QUALIFICATION PROGRAM | 2007 | 3.71 | 3 | NUCLEAR CRITICALITY SAFETY STANDARDS FOR NUCLEAR MATERIALS OUTSIDE REACTOR CORES
ANS | ANSI/ANS-8.27-2015 | BURNUP CREDIT FOR LWR FUEL | 2015 | 3.71 | 3 | NUCLEAR CRITICALITY SAFETY STANDARDS FOR NUCLEAR MATERIALS OUTSIDE REACTOR CORES
ANS | ANSI/ANS-8.27-2015 | BURNUP CREDIT FOR LWR FUEL | 2015 | 3.71 | 3 / DG-3053 | NUCLEAR CRITICALITY SAFETY STANDARDS FOR NUCLEAR MATERIALS OUTSIDE REACTOR CORES
ANS | ANSI/ANS-8.3-1997 (Reaffirmed 2012) | CRITICALITY ACCIDENT ALARM SYSTEM | 1997 | 3.71 | 3 / DG-3053 | NUCLEAR CRITICALITY SAFETY STANDARDS FOR NUCLEAR MATERIALS OUTSIDE REACTOR CORES
ANS | ANSI/ANS-8.3-1997 (Reaffirmed 2017) | CRITICALITY ACCIDENT ALARM SYSTEM | 1997 | 3.71 | 3 | NUCLEAR CRITICALITY SAFETY STANDARDS FOR NUCLEAR MATERIALS OUTSIDE REACTOR CORES
ANS | ANSI/ANS-8.6-1983 (Reaffirmed 2012) | SAFETY IN CONDUCTING SUBCRITICAL NEUTRON-MULTIPLICATION MEASUREMENTS IN SITU | 1983 | 3.71 | 3 / DG-3053 | NUCLEAR CRITICALITY SAFETY STANDARDS FOR NUCLEAR MATERIALS OUTSIDE REACTOR CORES
ANS | ANSI/ANS-8.6-1983 (Reaffirmed 2017) | SAFETY IN CONDUCTING SUBCRITICAL NEUTRON-MULTIPLICATION MEASUREMENTS IN SITU | 1983 | 3.71 | 3 | NUCLEAR CRITICALITY SAFETY STANDARDS FOR NUCLEAR MATERIALS OUTSIDE REACTOR CORES
ANS | ANSI/ANS-8.7-1998 (Reaffirmed 2012) | NUCLEAR CRITICALITY SAFETY IN THE STORAGE OF FISSILE MATERIALS | 1998 | 3.71 | 3 / DG-3053 | NUCLEAR CRITICALITY SAFETY STANDARDS FOR NUCLEAR MATERIALS OUTSIDE REACTOR CORES
ANS | ANSI/ANS-8.7-1998 (Reaffirmed 2017) | NUCLEAR CRITICALITY SAFETY IN THE STORAGE OF FISSILE MATERIALS | 1998 | 3.71 | 3 | NUCLEAR CRITICALITY SAFETY STANDARDS FOR NUCLEAR MATERIALS OUTSIDE REACTOR CORES
IAEA | IAEA Safety Requirement No. NS-R-5 | SAFETY OF NUCLEAR FUEL CYCLE FACILITIES | Unknown | 3.71 | 3 | NUCLEAR CRITICALITY SAFETY STANDARDS FOR NUCLEAR MATERIALS OUTSIDE REACTOR CORES
IAEA | IAEA Safety Requirement No. NS-R-5 | SAFETY OF NUCLEAR FUEL CYCLE FACILITIES | Unknown | 3.71 | 3 / DG-3053 | NUCLEAR CRITICALITY SAFETY STANDARDS FOR NUCLEAR MATERIALS OUTSIDE REACTOR CORES
IAEA | IAEA Safety Standard No. SF-1 | FUNDAMENTAL SAFETY PRINCIPLES | Unknown | 3.71 | 3 | NUCLEAR CRITICALITY SAFETY STANDARDS FOR NUCLEAR MATERIALS OUTSIDE REACTOR CORES
IAEA | IAEA Safety Standard No. SF-1 | FUNDAMENTAL SAFETY PRINCIPLES | Unknown | 3.71 | 3 / DG-3053 | NUCLEAR CRITICALITY SAFETY STANDARDS FOR NUCLEAR MATERIALS OUTSIDE REACTOR CORES
IAEA | IAEA SSG-15 | STORAGE OF SPENT NUCLEAR FUEL | Unknown | 3.71 | 3 | NUCLEAR CRITICALITY SAFETY STANDARDS FOR NUCLEAR MATERIALS OUTSIDE REACTOR CORES
IAEA | IAEA SSG-15 | STORAGE OF SPENT NUCLEAR FUEL | Unknown | 3.71 | 3 / DG-3053 | NUCLEAR CRITICALITY SAFETY STANDARDS FOR NUCLEAR MATERIALS OUTSIDE REACTOR CORES
IAEA | IAEA SSG-227 | CRITICALITY SAFETY IN THE HANDLING OF FISSILE MATERIAL | Unknown | 3.71 | 3 / DG-3053 | NUCLEAR CRITICALITY SAFETY STANDARDS FOR NUCLEAR MATERIALS OUTSIDE REACTOR CORES
IAEA | IAEA SSG-27 | CRITICALITY SAFETY IN THE HANDLING OF FISSILE MATERIAL | Unknown | 3.71 | 3 | NUCLEAR CRITICALITY SAFETY STANDARDS FOR NUCLEAR MATERIALS OUTSIDE REACTOR CORES
ISO | ISO 11311:2011 | NUCLEAR CRITICALITY SAFETY—CRITICAL VALUES FOR HOMOGENEOUS PLUTONIUM-URANIUM OXIDE FUEL MIXTURES OUTSIDE OF REACTORS | 2011 | 3.71 | 3 | NUCLEAR CRITICALITY SAFETY STANDARDS FOR NUCLEAR MATERIALS OUTSIDE REACTOR CORES
ISO | ISO 11311:2011 | NUCLEAR CRITICALITY SAFETY—CRITICAL VALUES FOR HOMOGENEOUS PLUTONIUM-URANIUM OXIDE FUEL MIXTURES OUTSIDE OF REACTORS | 2011 | 3.71 | 3 / DG-3053 | NUCLEAR CRITICALITY SAFETY STANDARDS FOR NUCLEAR MATERIALS OUTSIDE REACTOR CORES
ISO | ISO 11320:2011 | NUCLEAR CRITICALITY SAFETY—EMERGENCY PREPAREDNESS AND RESPONSE | 2011 | 3.71 | 3 | NUCLEAR CRITICALITY SAFETY STANDARDS FOR NUCLEAR MATERIALS OUTSIDE REACTOR CORES
ISO | ISO 11320:2011 | NUCLEAR CRITICALITY SAFETY—EMERGENCY PREPAREDNESS AND RESPONSE | 2011 | 3.71 | 3 / DG-3053 | NUCLEAR CRITICALITY SAFETY STANDARDS FOR NUCLEAR MATERIALS OUTSIDE REACTOR CORES
ISO | ISO 14943:2004 | NUCLEAR FUEL TECHNOLOGY—ADMINISTRATIVE CRITERIA RELATED TO NUCLEAR CRITICALITY SAFETY | 2004 | 3.71 | 3 | NUCLEAR CRITICALITY SAFETY STANDARDS FOR NUCLEAR MATERIALS OUTSIDE REACTOR CORES
ISO | ISO 14943:2004 | NUCLEAR FUEL TECHNOLOGY—ADMINISTRATIVE CRITERIA RELATED TO NUCLEAR CRITICALITY SAFETY | 2004 | 3.71 | 3 / DG-3053 | NUCLEAR CRITICALITY SAFETY STANDARDS FOR NUCLEAR MATERIALS OUTSIDE REACTOR CORES
ISO | ISO 16117:2013 | NUCLEAR CRITICALITY SAFETY—ESTIMATION OF THE NUMBER OF FISSIONS OF A POSTULATED CRITICALITY ACCIDENT | 2013 | 3.71 | 3 | NUCLEAR CRITICALITY SAFETY STANDARDS FOR NUCLEAR MATERIALS OUTSIDE REACTOR CORES
ISO | ISO 16117:2013 | NUCLEAR CRITICALITY SAFETY—ESTIMATION OF THE NUMBER OF FISSIONS OF A POSTULATED CRITICALITY ACCIDENT | 2013 | 3.71 | 3 / DG-3053 | NUCLEAR CRITICALITY SAFETY STANDARDS FOR NUCLEAR MATERIALS OUTSIDE REACTOR CORES
ISO | ISO 1709:1995 | NUCLEAR ENERGY—FISSILE MATERIALS—PRINCIPLES OF CRITICALITY SAFETY IN STORING, HANDLING, AND PROCESSING | 1995 | 3.71 | 3 | NUCLEAR CRITICALITY SAFETY STANDARDS FOR NUCLEAR MATERIALS OUTSIDE REACTOR CORES
ISO | ISO 1709:1995 | NUCLEAR ENERGY—FISSILE MATERIALS—PRINCIPLES OF CRITICALITY SAFETY IN STORING, HANDLING, AND PROCESSING | 1995 | 3.71 | 3 / DG-3053 | NUCLEAR CRITICALITY SAFETY STANDARDS FOR NUCLEAR MATERIALS OUTSIDE REACTOR CORES
ISO | ISO 27467:2009 | NUCLEAR CRITICALITY SAFETY—ANALYSIS OF A POSTULATED CRITICALITY ACCIDENT | 2009 | 3.71 | 3 | NUCLEAR CRITICALITY SAFETY STANDARDS FOR NUCLEAR MATERIALS OUTSIDE REACTOR CORES
ISO | ISO 27467:2009 | NUCLEAR CRITICALITY SAFETY—ANALYSIS OF A POSTULATED CRITICALITY ACCIDENT | 2009 | 3.71 | 3 / DG-3053 | NUCLEAR CRITICALITY SAFETY STANDARDS FOR NUCLEAR MATERIALS OUTSIDE REACTOR CORES
ISO | ISO 27468:2011 | NUCLEAR CRITICALITY SAFETY—EVALUATION OF SYSTEMS CONTAINING PWR UOX FUELS—BOUNDING BURNUP CREDIT APPROACH | 2011 | 3.71 | 3 | NUCLEAR CRITICALITY SAFETY STANDARDS FOR NUCLEAR MATERIALS OUTSIDE REACTOR CORES
ISO | ISO 27468:2011 | NUCLEAR CRITICALITY SAFETY—EVALUATION OF SYSTEMS CONTAINING PWR UOX FUELS—BOUNDING BURNUP CREDIT APPROACH | 2011 | 3.71 | 3 / DG-3053 | NUCLEAR CRITICALITY SAFETY STANDARDS FOR NUCLEAR MATERIALS OUTSIDE REACTOR CORES
ISO | ISO 7753:1987 | NUCLEAR ENERGY—PERFORMANCE AND TESTING REQUIREMENTS FOR CRITICALITY DETECTION AND ALARM SYSTEMS FIRST EDITION | 1987 | 3.71 | 3 | NUCLEAR CRITICALITY SAFETY STANDARDS FOR NUCLEAR MATERIALS OUTSIDE REACTOR CORES
ISO | ISO 7753:1987 | NUCLEAR ENERGY—PERFORMANCE AND TESTING REQUIREMENTS FOR CRITICALITY DETECTION AND ALARM SYSTEMS FIRST EDITION | 1987 | 3.71 | 3 / DG-3053 | NUCLEAR CRITICALITY SAFETY STANDARDS FOR NUCLEAR MATERIALS OUTSIDE REACTOR CORES
NEI | NEI 96-07 | GUIDELINES FOR 10 CFR 50.59 EVALUATIONS | 2000 | 3.72 | 0 | GUIDANCE FOR IMPLEMENTATION OF 10 CFR 72.48, CHANGES, TESTS, AND EXPERIMENTS
ASTM | ASTM D3999-91 | STANDARD TEST METHODS FOR THE DETERMINATION OF THE MODULUS AND DAMPING PROPERTIES OF SOILS USING THE CYCLIC TRIAXIAL APPARATUS | 1991 | 3.73 | 0 | SITE EVALUATIONS AND DESIGN EARTHQUAKE GROUND MOTION FOR DRY CASK INDEPENDENT SPENT FUEL STORAGE AND MONITORED RETRIEVABLE STORAGE INSTALLATIONS
ASTM | ASTM D4015-92 | STANDARD TEST METHODS FOR MODULUS AND DAMPING OF SOILS BY THE RESONANT-COLUMN METHOD | 1992 | 3.73 | 0 | SITE EVALUATIONS AND DESIGN EARTHQUAKE GROUND MOTION FOR DRY CASK INDEPENDENT SPENT FUEL STORAGE AND MONITORED RETRIEVABLE STORAGE INSTALLATIONS
ASTM | ASTM D5311-92 | STANDARD TEST METHOD FOR LOAD-CONTROLLED CYCLIC TRIAXIAL STRENGTH OF SOIL | 1992 | 3.73 | 0 | SITE EVALUATIONS AND DESIGN EARTHQUAKE GROUND MOTION FOR DRY CASK INDEPENDENT SPENT FUEL STORAGE AND MONITORED RETRIEVABLE STORAGE INSTALLATIONS
EPRI | EPRI NP-4726 | PROBABILISTIC SEISMIC HAZARD EVALUATIONS AT NUCLEAR POWER PLANT SITES IN THE CENTRAL AND EASTERN UNITED STATES | 1989 | 3.73 | 0 | SITE EVALUATIONS AND DESIGN EARTHQUAKE GROUND MOTION FOR DRY CASK INDEPENDENT SPENT FUEL STORAGE AND MONITORED RETRIEVABLE STORAGE INSTALLATIONS
EPRI | EPRI TR-102261-V1 | THE EARTHQUAKES OF STABLE CONTINENTAL REGIONS | 1994 | 3.73 | 0 | SITE EVALUATIONS AND DESIGN EARTHQUAKE GROUND MOTION FOR DRY CASK INDEPENDENT SPENT FUEL STORAGE AND MONITORED RETRIEVABLE STORAGE INSTALLATIONS
IAEA | IAEA 50-SG-S1 | EARTHQUAKES AND ASSOCIATED TOPICS IN RELATION TO NUCLEAR POWER PLANT SITING | 1991 | 3.73 | 0 | SITE EVALUATIONS AND DESIGN EARTHQUAKE GROUND MOTION FOR DRY CASK INDEPENDENT SPENT FUEL STORAGE AND MONITORED RETRIEVABLE STORAGE INSTALLATIONS
ASME | ASME NQA-1-1989 | QUALITY ASSURANCE REQUIREMENTS FOR MAINTENANCE OF NUCLEAR FACILITIES | 1989 | 3.75 | 0 | CORRECTIVE ACTION PROGRAMS FOR FUEL CYCLE FACILITIES
NEI | NEI 14-03, Revision 0 | GUIDANCE FOR OPERATIONS-BASED AGING MANAGEMENT FOR DRY CASK STORAGE | 2014 | 3.76 | 0 | IMPLEMENTATION OF AGING MANAGEMENT REQUIREMENTS FOR SPENT FUEL STORAGE RENEWALS
NEI | NEI 14-03, Revision 1 | FORMAT, CONTENT AND IMPLEMENTATION GUIDANCE FOR DRY CASK STORAGE OPERATIONS-BASED AGING MANAGEMENT | 2015 | 3.76 | 0 | IMPLEMENTATION OF AGING MANAGEMENT REQUIREMENTS FOR SPENT FUEL STORAGE RENEWALS
NEI | NEI 14-03, Revision 2 | FORMAT, CONTENT AND IMPLEMENTATION GUIDANCE FOR DRY CASK STORAGE OPERATIONS-BASED AGING MANAGEMENT | 2016 | 3.76 | 0 | IMPLEMENTATION OF AGING MANAGEMENT REQUIREMENTS FOR SPENT FUEL STORAGE RENEWALS
NEI | NEI 22-02, Revision 2 | GUIDELINES FOR WEATHER-RELATED ADMINISTRATIVE CONTROLS FOR SHORT DURATION OUTDOOR DRY CASK STORAGE OPERATIONS | 2022 | 3.77 | 0 | WEATHER-RELATED ADMINISTRATIVE CONTROLS AT INDEPENDENT SPENT FUEL STORAGE INSTALLATIONS
ANS | ANSI/ANS-3.11-2005 | DETERMINING METEOROLOGICAL INFORMATION AT NUCLEAR FACILITIES | 2005 | 4.1 | 2 | RADIOLOGICAL ENVIRONMENTAL MONITORING FOR NUCLEAR POWER PLANTS
ANSI | ANSI 2540-2-1997 | AMERICAN NATIONAL STANDARD FOR EXPRESSING UNCERTAINTY - U.S. GUIDE TO THE EXPRESSION OF UNCERTAINTY IN MEASUREMENT | 1997 | 4.1 | 2 | RADIOLOGICAL ENVIRONMENTAL MONITORING FOR NUCLEAR POWER PLANTS
ANSI | ANSI N42.14-1999 | CALIBRATION AND USE OF GERMANIUM SPECTROMETERS FOR THE MEASUREMENT OF GAMMA-RAY EMISSION RATES OF RADIONUCLIDES | 1999 | 4.1 | 2 | RADIOLOGICAL ENVIRONMENTAL MONITORING FOR NUCLEAR POWER PLANTS
ANSI | ANSI N42.18-2004 | SPECIFICATION AND PERFORMANCE OF ON-SITE INSTRUMENTATION FOR CONTINUOUSLY MONITORING RADIOACTIVITY IN EFFLUENTS | 2004 | 4.1 | 2 | RADIOLOGICAL ENVIRONMENTAL MONITORING FOR NUCLEAR POWER PLANTS
EPA | EPA 402-B-04-001 | MULTI-AGENCY RADIOLOGICAL LABORATORY ANALYTICAL PROTOCOLS MANUAL | 2004 | 4.1 | 2 | RADIOLOGICAL ENVIRONMENTAL MONITORING FOR NUCLEAR POWER PLANTS
EPA | EPA 402-B-04-001A | MULTI-AGENCY RADIOLOGICAL LABORATORY ANALYTICAL PROTOCOLS MANUAL | 2004 | 4.1 | 2 | RADIOLOGICAL ENVIRONMENTAL MONITORING FOR NUCLEAR POWER PLANTS
EPRI | EPRI 1011730 | GROUND WATER MONITORING GUIDANCE FOR NUCLEAR POWER PLANTS | 2005 | 4.1 | 2 | RADIOLOGICAL ENVIRONMENTAL MONITORING FOR NUCLEAR POWER PLANTS
EPRI | EPRI Report No. 1011730 | GROUND WATER MONITORING GUIDANCE FOR NUCLEAR POWER PLANTS | 2005 | 4.1 | 2 | RADIOLOGICAL ENVIRONMENTAL MONITORING FOR NUCLEAR POWER PLANTS
HPS | ANSI/HPS N13.1-1999 | SAMPLING AND MONITORING RELEASES OF AIRBORNE RADIOACTIVE SUBSTANCES FROM THE STACKS AND DUCTS OF NUCLEAR FACILITIES | 1999 | 4.1 | 2 | RADIOLOGICAL ENVIRONMENTAL MONITORING FOR NUCLEAR POWER PLANTS
HPS | ANSI/HPS N13.30 | PERFORMANCE CRITERIA FOR RADIOBIOASSAY | 1996 | 4.1 | 2 | RADIOLOGICAL ENVIRONMENTAL MONITORING FOR NUCLEAR POWER PLANTS
NCSL | ANSI/NCSL Z540-2-1997 | AMERICAN NATIONAL STANDARD FOR EXPRESSING UNCERTAINTY—U.S. GUIDE TO THE EXPRESSION OF UNCERTAINTY IN MEASUREMENT | 1997 | 4.1 | 2 | RADIOLOGICAL ENVIRONMENTAL MONITORING FOR NUCLEAR POWER PLANTS
ORNL | ORNL-TM-4515 | ESTIMATED QUANTITIES OF MATERIALS CONTAINED IN A 1000-MW(E) PWR PLANT | 1974 | 4.10 | 1 | IRREVERSIBLE AND IRRETRIEVABLE COMMITMENT OF MATERIAL RESOURCES
EPA | EPA 550/9-80-100 | EFFECTS OF NOISE ON WILDLIFE AND OTHER ANIMALS—REVIEW OF RESEARCH SINCE 1971 | 1980 | 4.11 | 2 | TERRESTRIAL ENVIRONMENTAL STUDIES FOR NUCLEAR POWER STATIONS
EPRI | EPRI Report No. 1006878 | SITING GUIDE: SITE SELECTION AND EVALUATION CRITERIA FOR AN EARLY SITE PERMIT APPLICATION | 2002 | 4.11 | 2 | TERRESTRIAL ENVIRONMENTAL STUDIES FOR NUCLEAR POWER STATIONS
ERDC | ERDC/EL TR-02-3 | HYDROGEOMORPHIC APPROACH TO ASSESSING WETLAND FUNCTIONS: GUIDELINES FOR DEVELOPING REGIONAL GUIDEBOOKS | 2002 | 4.11 | 2 | TERRESTRIAL ENVIRONMENTAL STUDIES FOR NUCLEAR POWER STATIONS
ANSI | ANSI N545-1975 | PERFORMANCE, TESTING, AND PROCEDURAL SPECIFICATIONS FOR THERMOLUMINESCENCE DOSIMETRY (ENVIRONMENTAL APPLICATIONS) | 1975 | 4.13 | 1 | PERFORMANCE, TESTING, AND PROCEDURAL SPECIFICATIONS FOR THERMOLUMINESCENCE DOSIMETRY: ENVIRONMENTAL APPLICATIONS
ANSI | ANSI N545-1975 | PERFORMANCE, TESTING, AND PROCEDURAL SPECIFICATIONS FOR THERMOLUMINESCENCE DOSIMETRY (ENVIRONMENTAL APPLICATIONS) | 1975 | 4.13 | 2 | ENVIRONMENTAL DOSIMETRY – PERFORMANCE SPECIFICATIONS, TESTING, AND DATA ANALYSIS
ANSI | ANSI N545-1975 | PERFORMANCE, TESTING, AND PROCEDURAL SPECIFICATIONS FOR THERMOLUMINESCENCE DOSIMETRY (ENVIRONMENTAL APPLICATIONS) | 1975 | 4.13 | 2 / DG-4019 | ENVIRONMENTAL DOSIMETRY – PERFORMANCE SPECIFICATIONS, TESTING, AND DATA ANALYSIS
HPS | ANSI/HPS N13.37-2014 | ENVIRONMENTAL DOSIMETRY—CRITERIA FOR SYSTEM DESIGN AND IMPLEMENTATION | 2014 | 4.13 | 2 | ENVIRONMENTAL DOSIMETRY – PERFORMANCE SPECIFICATIONS, TESTING, AND DATA ANALYSIS
HPS | ANSI/HPS N13.37-2014 | ENVIRONMENTAL DOSIMETRY—CRITERIA FOR SYSTEM DESIGN AND IMPLEMENTATION | 2014 | 4.13 | 2 / DG-4019 | ENVIRONMENTAL DOSIMETRY – PERFORMANCE SPECIFICATIONS, TESTING, AND DATA ANALYSIS
IEC | IEC 62387:2012 | RADIATION PROTECTION INSTRUMENTATION – PASSIVE INTEGRATING DOSIMETRY SYSTEMS FOR PERSONAL AND ENVIRONMENTAL MONITORING OF PHOTON AND BETA RADIATION | 2012 | 4.13 | 2 | ENVIRONMENTAL DOSIMETRY – PERFORMANCE SPECIFICATIONS, TESTING, AND DATA ANALYSIS
IEC | IEC 62387:2012 | RADIATION PROTECTION INSTRUMENTATION – PASSIVE INTEGRATING DOSIMETRY SYSTEMS FOR PERSONAL AND ENVIRONMENTAL MONITORING OF PHOTON AND BETA RADIATION | 2012 | 4.13 | 2 / DG-4019 | ENVIRONMENTAL DOSIMETRY – PERFORMANCE SPECIFICATIONS, TESTING, AND DATA ANALYSIS
ANSI | ANSI N 13.8-1973 | RADIATION PROTECTION IN URANIUM MINES | 1973 | 4.14 | 1 | RADIOLOGICAL EFFLUENT AND ENVIRONMENTAL MONITORING AT URANIUM MILLS
ANSI | ANSI N13.1-69 | GUIDE TO SAMPLING AIRBORNE RADIOACTIVE MATERIALS IN NUCLEAR FACILITIES | 1969 | 4.14 | 1 | RADIOLOGICAL EFFLUENT AND ENVIRONMENTAL MONITORING AT URANIUM MILLS
ANSI | ANSI N14.10-74 | SPECIFICATION AND PERFORMANCE OF ONSITE INSTRUMENTATION FOR CONTINUOUSLY MONITORING RADIOACTIVITY IN EFFLUENTS | 1974 | 4.14 | 1 | RADIOLOGICAL EFFLUENT AND ENVIRONMENTAL MONITORING AT URANIUM MILLS
BNWL | BNWL-1973 | CONSIDERATIONS IN THE ASSESSMENT OF CONSEQUENCES OF EFFLUENTS FROM MIXED OXIDE FUEL FABRICATION PLANTS | 1973 | 4.14 | 1 | RADIOLOGICAL EFFLUENT AND ENVIRONMENTAL MONITORING AT URANIUM MILLS
DOE | DOE/EML HASL 300 | PROCEDURES MANUAL | Unknown | 4.14 | 1 | RADIOLOGICAL EFFLUENT AND ENVIRONMENTAL MONITORING AT URANIUM MILLS
EPA | EPA-680/ 4-75-001 | HANDBOOK OF RADIOCHEMICAL ANALYTICAL METHODS | 1975 | 4.14 | 1 | RADIOLOGICAL EFFLUENT AND ENVIRONMENTAL MONITORING AT URANIUM MILLS
ERDA | ERDA 77-24 | A GUIDE FOR ENVIRONMENTAL RADIOLOGICAL SURVEILLANCE AT ERDA INSTALLATIONS | 1977 | 4.14 | 1 | RADIOLOGICAL EFFLUENT AND ENVIRONMENTAL MONITORING AT URANIUM MILLS
NAS | NAS-NS 3004 | THE RADIOCHEMISTRY OF THORIUM | Unknown | 4.14 | 1 | RADIOLOGICAL EFFLUENT AND ENVIRONMENTAL MONITORING AT URANIUM MILLS
NAS | NAS-NS 3040 | THE RADIOCHEMISTRY FOR LEAD | Unknown | 4.14 | 1 | RADIOLOGICAL EFFLUENT AND ENVIRONMENTAL MONITORING AT URANIUM MILLS
NAS | NAS-NS 3050 | THE RADIOCHEMISTRY OF URANIUM | Unknown | 4.14 | 1 | RADIOLOGICAL EFFLUENT AND ENVIRONMENTAL MONITORING AT URANIUM MILLS
NAS | NAS-NS 3057 | THE RADIOCHEMISTRY OF RADIUM | Unknown | 4.14 | 1 | RADIOLOGICAL EFFLUENT AND ENVIRONMENTAL MONITORING AT URANIUM MILLS
ORPSID | ORPSID-72-2 | ENVIRONMENTAL RADIOACTIVITY SURVEILLANCE GUIDE | Unknown | 4.14 | 1 | RADIOLOGICAL EFFLUENT AND ENVIRONMENTAL MONITORING AT URANIUM MILLS
ANSI | ANSI N42.14-1999 | CALIBRATION AND USE OF GERMANIUM SPECTROMETERS FOR THE MEASUREMENT OF GAMMA-RAY EMISSION RATES OF RADIONUCLIDES | 1999 | 4.15 | 2 | QUALITY ASSURANCE FOR RADIOLOGICAL MONITORING PROGRAMS (INCEPTION THROUGH NORMAL OPERATIONS TO LICENSE TERMINATION) - EFFLUENT STREAMS AND THE ENVIRONMENT
ANSI | ANSI N42.18-2004 | SPECIFICATION AND PERFORMANCE OF ON-SITE INSTRUMENTATION FOR CONTINUOUSLY MONITORING RADIOACTIVITY IN EFFLUENTS | 2004 | 4.15 | 2 | QUALITY ASSURANCE FOR RADIOLOGICAL MONITORING PROGRAMS (INCEPTION THROUGH NORMAL OPERATIONS TO LICENSE TERMINATION) - EFFLUENT STREAMS AND THE ENVIRONMENT
ANSI | ANSI N42.22-1995 | TRACEABILITY OF RADIOACTIVE SOURCES TO THE NATIONAL INSTITUTE OF STANDARDS AND TECHNOLOGY (NIST) AND ASSOCIATED INSTRUMENT QUALITY CONTROL | 1995 | 4.15 | 2 | QUALITY ASSURANCE FOR RADIOLOGICAL MONITORING PROGRAMS (INCEPTION THROUGH NORMAL OPERATIONS TO LICENSE TERMINATION) - EFFLUENT STREAMS AND THE ENVIRONMENT
ANSI | ANSI N42.23-2003 | MEASUREMENT AND ASSOCIATED INSTRUMENTATION QUALITY ASSURANCE FOR RADIOASSAY LABORATORIES | 2003 | 4.15 | 2 | QUALITY ASSURANCE FOR RADIOLOGICAL MONITORING PROGRAMS (INCEPTION THROUGH NORMAL OPERATIONS TO LICENSE TERMINATION) - EFFLUENT STREAMS AND THE ENVIRONMENT
ASME | ASME NQA-1-1994 | QUALITY ASSURANCE REQUIREMENTS FOR MAINTENANCE OF NUCLEAR FACILITIES | 1994 | 4.15 | 2 | QUALITY ASSURANCE FOR RADIOLOGICAL MONITORING PROGRAMS (INCEPTION THROUGH NORMAL OPERATIONS TO LICENSE TERMINATION) - EFFLUENT STREAMS AND THE ENVIRONMENT
ASQC | ANSI/ASQC E4-1994 | SPECIFICATIONS AND GUIDELINES FOR QUALITY SYSTEMS FOR ENVIRONMENTAL DATA COLLECTION AND ENVIRONMENTAL TECHNOLOGY PROGRAMS | 1994 | 4.15 | 2 | QUALITY ASSURANCE FOR RADIOLOGICAL MONITORING PROGRAMS (INCEPTION THROUGH NORMAL OPERATIONS TO LICENSE TERMINATION) - EFFLUENT STREAMS AND THE ENVIRONMENT
ASTM | ASTM D7282-2006 | NEW STANDARD PRACTICE FOR SETUP, CALIBRATION, AND QUALITY CONTROL OF INSTRUMENTS USED FOR RADIOACTIVITY MEASUREMENTS | 2006 | 4.15 | 2 | QUALITY ASSURANCE FOR RADIOLOGICAL MONITORING PROGRAMS (INCEPTION THROUGH NORMAL OPERATIONS TO LICENSE TERMINATION) - EFFLUENT STREAMS AND THE ENVIRONMENT
ASTM | ASTM MNL 7A-2002 | MANUAL ON PRESENTATION OF DATA AND CONTROL CHART ANALYSIS | 2002 | 4.15 | 2 | QUALITY ASSURANCE FOR RADIOLOGICAL MONITORING PROGRAMS (INCEPTION THROUGH NORMAL OPERATIONS TO LICENSE TERMINATION) - EFFLUENT STREAMS AND THE ENVIRONMENT
EPA | EPA QA/G-4-2006 | GUIDANCE ON SYSTEMATIC PLANNING USING THE DATA QUALITY OBJECTIVES PROCESS | 2006 | 4.15 | 2 | QUALITY ASSURANCE FOR RADIOLOGICAL MONITORING PROGRAMS (INCEPTION THROUGH NORMAL OPERATIONS TO LICENSE TERMINATION) - EFFLUENT STREAMS AND THE ENVIRONMENT
EPA | EPA QA/G-5-2002 | GUIDANCE FOR QUALITY ASSURANCE PROJECT PLANS | 2002 | 4.15 | 2 | QUALITY ASSURANCE FOR RADIOLOGICAL MONITORING PROGRAMS (INCEPTION THROUGH NORMAL OPERATIONS TO LICENSE TERMINATION) - EFFLUENT STREAMS AND THE ENVIRONMENT
EPA | EPA QA/G-8-2002 | GUIDANCE ON ENVIRONMENTAL DATA VERIFICATION AND DATA VALIDATION | 2002 | 4.15 | 2 | QUALITY ASSURANCE FOR RADIOLOGICAL MONITORING PROGRAMS (INCEPTION THROUGH NORMAL OPERATIONS TO LICENSE TERMINATION) - EFFLUENT STREAMS AND THE ENVIRONMENT
HPS | HPS/ANSI N13.1-1999 | SAMPLING AND MONITORING RELEASES OF AIRBORNE RADIOACTIVE SUBSTANCES FROM THE STACKS AND DUCTS OF NUCLEAR FACILITIES | 1999 | 4.15 | 2 | QUALITY ASSURANCE FOR RADIOLOGICAL MONITORING PROGRAMS (INCEPTION THROUGH NORMAL OPERATIONS TO LICENSE TERMINATION) - EFFLUENT STREAMS AND THE ENVIRONMENT
IEEE | IEEE Std 1063 | IEEE STANDARD FOR SOFTWARE USER DOCUMENTATION | Unknown | 4.15 | 2 | QUALITY ASSURANCE FOR RADIOLOGICAL MONITORING PROGRAMS (INCEPTION THROUGH NORMAL OPERATIONS TO LICENSE TERMINATION) - EFFLUENT STREAMS AND THE ENVIRONMENT
ISO | ISO Guide 30 | TERMS AND DEFINITIONS USED IN CONNECTION WITH REFERENCE MATERIALS | Unknown | 4.15 | 2 | QUALITY ASSURANCE FOR RADIOLOGICAL MONITORING PROGRAMS (INCEPTION THROUGH NORMAL OPERATIONS TO LICENSE TERMINATION) - EFFLUENT STREAMS AND THE ENVIRONMENT
ISO | ISO/IEC 15288-2002 | SYSTEM ENGINEERING — SYSTEM LIFE CYCLE PROCESSES | 2002 | 4.15 | 2 | QUALITY ASSURANCE FOR RADIOLOGICAL MONITORING PROGRAMS (INCEPTION THROUGH NORMAL OPERATIONS TO LICENSE TERMINATION) - EFFLUENT STREAMS AND THE ENVIRONMENT
ISO | ISO/IEC 17025-2005 | GENERAL REQUIREMENTS FOR THE COMPETENCE OF TESTING AND CALIBRATION LABORATORIES | 2005 | 4.15 | 2 | QUALITY ASSURANCE FOR RADIOLOGICAL MONITORING PROGRAMS (INCEPTION THROUGH NORMAL OPERATIONS TO LICENSE TERMINATION) - EFFLUENT STREAMS AND THE ENVIRONMENT
NIRMA | TG11-1998 | AUTHENTICATION OF RECORDS AND MEDIA | 1998 | 4.15 | 2 | QUALITY ASSURANCE FOR RADIOLOGICAL MONITORING PROGRAMS (INCEPTION THROUGH NORMAL OPERATIONS TO LICENSE TERMINATION) - EFFLUENT STREAMS AND THE ENVIRONMENT
NIRMA | TG15-1998 | MANAGEMENT OF ELECTRONIC RECORDS | 1998 | 4.15 | 2 | QUALITY ASSURANCE FOR RADIOLOGICAL MONITORING PROGRAMS (INCEPTION THROUGH NORMAL OPERATIONS TO LICENSE TERMINATION) - EFFLUENT STREAMS AND THE ENVIRONMENT
NIRMA | TG16-1998 | SOFTWARE CONFIGURATION MANAGEMENT AND QUALITY ASSURANCE | 1998 | 4.15 | 2 | QUALITY ASSURANCE FOR RADIOLOGICAL MONITORING PROGRAMS (INCEPTION THROUGH NORMAL OPERATIONS TO LICENSE TERMINATION) - EFFLUENT STREAMS AND THE ENVIRONMENT
NIRMA | TG21-1998 | ELECTRONIC RECORDS PROTECTION AND RESTORATION | 1998 | 4.15 | 2 | QUALITY ASSURANCE FOR RADIOLOGICAL MONITORING PROGRAMS (INCEPTION THROUGH NORMAL OPERATIONS TO LICENSE TERMINATION) - EFFLUENT STREAMS AND THE ENVIRONMENT
ASQ | ANSI/ASQ E4-2004 | QUALITY SYSTEMS FOR ENVIRONMENTAL DATA AND TECHNOLOGY PROGRAMS— REQUIREMENTS WITH GUIDANCE FOR USE | 2004 | 4.16 | 2 | MONITORING AND REPORTING RADIOACTIVITY IN RELEASES OF RADIOACTIVE MATERIALS IN LIQUID AND GASEOUS EFFLUENTS FROM NUCLEAR FUEL PROCESSING AND FABRICATION PLANTS AND URANIUM HEXAFLUORIDE PRODUCTION PLANTS
HPS | ANSI/HPS N13.1-1999 | SAMPLING AND MONITORING RELEASES OF AIRBORNE RADIOACTIVE SUBSTANCES FROM THE STACKS AND DUCTS OF NUCLEAR FACILITIES | 1999 | 4.16 | 2 | MONITORING AND REPORTING RADIOACTIVITY IN RELEASES OF RADIOACTIVE MATERIALS IN LIQUID AND GASEOUS EFFLUENTS FROM NUCLEAR FUEL PROCESSING AND FABRICATION PLANTS AND URANIUM HEXAFLUORIDE PRODUCTION PLANTS
ANS | ANSI/ANS 2.8 N170-1981 | STANDARDS FOR DETERMINING DESIGN BASIS FLOODING AT POWER REACTOR SITES | 1981 | 4.17 | 1 | STANDARD FORMAT AND CONTENT OF SITE CHARACTERIZATION PLANS FOR HIGH-LEVEL-WASTE GEOLOGIC REPOSITORIES
AGNIR | AGNIR RCE-1 | POWER FREQUENCY ELECTROMAGNETIC FIELDS, MELATONIN AND THE RISK OF BREAST CANCER | 2006 | 4.2 | 3 | PREPARATION OF ENVIRONMENTAL REPORTS FOR NUCLEAR POWER STATIONS
ANS | ANSI/ANS 2.6-2018 | STANDARD GUIDELINES FOR ESTIMATING PRESENT & FORECASTING FUTURE POPULATION DISTRIBUTIONS SURROUNDING POWER REACTOR SITES | 2018 | 4.2 | 3 | PREPARATION OF ENVIRONMENTAL REPORTS FOR NUCLEAR POWER STATIONS
EPA | EPA 550/9-74-004 | INFORMATION ON LEVELS OF ENVIRONMENTAL NOISE REQUISITE TO PROTECT PUBLIC HEALTH AND WELFARE WITH AN ADEQUATE MARGIN OF SAFETY | 1974 | 4.2 | 2 | PREPARATION OF ENVIRONMENTAL REPORTS FOR NUCLEAR POWER STATIONS
IAEA | IAEA Nuclear Energy Series No. NG-T-3.11.30 | MANAGING ENVIRONMENTAL IMPACT ASSESSMENT FOR CONSTRUCTION AND OPERATION IN NEW NUCLEAR POWER PROGRAMMES | 2013 | 4.2 | 3 | PREPARATION OF ENVIRONMENTAL REPORTS FOR NUCLEAR POWER STATIONS
IAEA | IAEA Safety Standards Series NS-R-3 | SITE EVALUATION FOR NUCLEAR INSTALLATIONS | 2016 | 4.2 | 3 | PREPARATION OF ENVIRONMENTAL REPORTS FOR NUCLEAR POWER STATIONS
NEI | NEI 05-01, Revision A | SEVERE ACCIDENT MITIGATION ALTERNATIVES (SAMA) ANALYSIS, GUIDANCE DOCUMENT | 2005 | 4.2 | 3 | PREPARATION OF ENVIRONMENTAL REPORTS FOR NUCLEAR POWER STATIONS
NEI | NEI 07-07 | INDUSTRY GROUND WATER PROTECTION INITIATIVE – FINAL GUIDANCE DOCUMENT | 2007 | 4.2 | 3 | PREPARATION OF ENVIRONMENTAL REPORTS FOR NUCLEAR POWER STATIONS
NEI | NEI 10-07, Revision 1 | INDUSTRY GUIDELINE FOR EFFECTIVE PRE-APPLICATION INTERACTIONS WITH AGENCIES OTHER THAN NRC DURING THE EARLY SITE PERMIT PROCESS | 2013 | 4.2 | 3 | PREPARATION OF ENVIRONMENTAL REPORTS FOR NUCLEAR POWER STATIONS
ORP | ORP/ SID 72.2 | ENVIRONMENTAL RADIOACTIVITY SURVEILLANCE GUIDE | Unknown | 4.2 | 2 | PREPARATION OF ENVIRONMENTAL REPORTS FOR NUCLEAR POWER STATIONS
EPA | EPA 520/1-89-002 | A GUIDE FOR DETERMINING COMPLIANCE WITH THE CLEAN AIR ACT STANDARDS FOR RADIONUCLIDE EMISSIONS FROM NRC-LICENSED AND NON-DOE FEDERAL FACILITIES | 1989 | 4.20 | 1 | CONSTRAINT ON RELEASES OF AIRBORNE RADIOACTIVE MATERIALS TO THE ENVIRONMENT FOR LICENSEES OTHER THAN POWER REACTORS
EPA | EPA 520/1-89-003 | USERS GUIDE FOR THE COMPLY CODE | 1989 | 4.20 | 1 | CONSTRAINT ON RELEASES OF AIRBORNE RADIOACTIVE MATERIALS TO THE ENVIRONMENT FOR LICENSEES OTHER THAN POWER REACTORS
HPS | ANSI/HPS N13.1-1999 | SAMPLING AND MONITORING RELEASES OF AIRBORNE RADIOACTIVE SUBSTANCES FROM THE STACKS AND DUCTS OF NUCLEAR FACILITIES | 1999 | 4.20 | 1 | CONSTRAINT ON RELEASES OF AIRBORNE RADIOACTIVE MATERIALS TO THE ENVIRONMENT FOR LICENSEES OTHER THAN POWER REACTORS
ANS | ANSI/ANS-40.37-1993 | MOBILE RADIOACTIVE WASTE PROCESSING SYSTEMS | 1993 | 4.21 | 0 | MINIMIZATION OF CONTAMINATION AND RADIOACTIVE WASTE GENERATION: LIFE-CYCLE PLANNING
ANS | ANSI/ANS-55.1-1992 | SOLID RADIOACTIVE WASTE PROCESSING SYSTEM FOR LIGHT-WATER-COOLED REACTOR PLANTS | 1992 | 4.21 | 0 | MINIMIZATION OF CONTAMINATION AND RADIOACTIVE WASTE GENERATION: LIFE-CYCLE PLANNING
ANS | ANSI/ANS-55.4-1993 | GASEOUS RADIOACTIVE WASTE PROCESSING SYSTEM FOR LIGHT WATER REACTOR PLANTS | 1993 | 4.21 | 0 | MINIMIZATION OF CONTAMINATION AND RADIOACTIVE WASTE GENERATION: LIFE-CYCLE PLANNING
ANS | ANSI/ANS-55.6-1993 | LIQUID RADIOACTIVE WASTE PROCESSING SYSTEM FOR LIGHT WATER REACTOR PLANTS | 1993 | 4.21 | 0 | MINIMIZATION OF CONTAMINATION AND RADIOACTIVE WASTE GENERATION: LIFE-CYCLE PLANNING
NEI | NEI 07-07 | INDUSTRY GROUND WATER PROTECTION INITIATIVE – FINAL GUIDANCE DOCUMENT | 2007 | 4.22 | 0 | DECOMMISSIONING PLANNING DURING OPERATIONS
NEI | NEI 08-08, Revision 3 | GENERIC FSAR TEMPLATE GUIDANCE FOR LIFE CYCLE MINIMIZATION OF CONTAMINATION | 2009 | 4.22 | 0 | DECOMMISSIONING PLANNING DURING OPERATIONS
IAEA | IAEA NS-G-1.5 | EXTERNAL EVENTS EXCLUDING EARTHQUAKES IN THE DESIGN OF NUCLEAR POWER PLANTS | 2003 | 4.26 | 1 | VOLCANIC HAZARDS ASSESSMENT FOR PROPOSED NUCLEAR POWER REACTOR SITES
IAEA | IAEA Safety Standards Series No. SSR-1 | SITE EVALUATION FOR NUCLEAR INSTALLATIONS | 2019 | 4.26 | 1 | VOLCANIC HAZARDS ASSESSMENT FOR PROPOSED NUCLEAR POWER REACTOR SITES
IAEA | IAEA Specific Safety Guide SSG-18 | METEOROLOGICAL AND HYDROLOGICAL HAZARDS IN SITE EVALUATION FOR NUCLEAR INSTALLATIONS | 2011 | 4.26 | 1 | VOLCANIC HAZARDS ASSESSMENT FOR PROPOSED NUCLEAR POWER REACTOR SITES
IAEA | IAEA Specific Safety Guide SSG-21 | VOLCANIC HAZARDS IN SITE EVALUATION FOR NUCLEAR INSTALLATIONS | 2012 | 4.26 | 1 | VOLCANIC HAZARDS ASSESSMENT FOR PROPOSED NUCLEAR POWER REACTOR SITES
NEI | NEI 18-04 | RISK-INFORMED PERFORMANCE-BASED GUIDANCE FOR NON-LIGHT WATER REACTOR LICENSING BASIS DEVELOPMENT | 2019 | 4.26 | 1 | VOLCANIC HAZARDS ASSESSMENT FOR PROPOSED NUCLEAR POWER REACTOR SITES
IAEA | IAEA Safety Standards Series No. SSR-1 | SITE EVALUATION FOR NUCLEAR INSTALLATIONS | 2019 | 4.27 | 0 / DG-4029 | USE OF PLANT PARAMETER ENVELOPE IN EARLY SITE PERMIT APPLICATIONS
NEI | NEI 10-01, Revision 1 | INDUSTRY GUIDELINE FOR DEVELOPING A PLANT PARAMETER ENVELOPE IN SUPPORT OF AN EARLY SITE PERMIT | 2012 | 4.27 | 0 / DG-4029 | USE OF PLANT PARAMETER ENVELOPE IN EARLY SITE PERMIT APPLICATIONS
IEEE | IEEE NESC C2 | NATIONAL ELECTRICAL SAFETY CODE | 2007 | 4.2S1 | 1 | SUPPLEMENT 1 TO REGULATORY GUIDE 4.2, PREPARATION OF SUPPLEMENTAL ENVIRONMENTAL REPORTS FOR APPLICATIONS TO RENEW NUCLEAR POWER PLANT OPERATING LICENSES
DOE | DOE/EML HASL 300 | PROCEDURES MANUAL | Unknown | 4.5 | 0 | MEASUREMENTS OF RADIONUCLIDES IN THE ENVIRONMENT SAMPLING AND ANALYSIS OF PLUTONIUM IN SOIL
DOE | DOE/EML HASL 300 | PROCEDURES MANUAL | Unknown | 4.6 | 0 | MEASUREMENTS OF RADIONUCLIDES IN THE ENVIRONMENT STRONTIUM-89 AND STRONTIUM-90 ANALYSES
ANS | ANSI/ANS 2.29-2020 | PROBABILISTIC SEISMIC HAZARD ANALYSIS | 2020 | 4.7 | 4 | GENERAL SITE SUITABILITY CRITERIA FOR NUCLEAR POWER STATIONS
ANS | ANSI/ANS 2.6-2018 | STANDARD GUIDELINES FOR ESTIMATING PRESENT & FORECASTING FUTURE POPULATION DISTRIBUTIONS SURROUNDING POWER REACTOR SITES | 2018 | 4.7 | 4 | GENERAL SITE SUITABILITY CRITERIA FOR NUCLEAR POWER STATIONS
ANS | ANSI/ANS 2.8 | DETERMINING DESIGN BASIS FLOODING AT POWER REACTOR SITES | 1992 | 4.7 | 3 | GENERAL SITE SUITABILITY CRITERIA FOR NUCLEAR POWER STATIONS
ANS | ANSI/ANS-2.27-2020 | CRITERIA FOR INVESTIGATIONS OF NUCLEAR FACILITY SITES FOR SEISMIC HAZARD ASSESSMENT | 2020 | 4.7 | 4 | GENERAL SITE SUITABILITY CRITERIA FOR NUCLEAR POWER STATIONS
ANS | ANSI/ANS-2.8-2019 | PROBABILISTIC EVALUATION OF EXTERNAL FLOOD HAZARDS FOR NUCLEAR FACILITIES | 2019 | 4.7 | 4 | GENERAL SITE SUITABILITY CRITERIA FOR NUCLEAR POWER STATIONS
ASTM | ASTM C 1733-10 | STANDARD TEST METHODS FOR DISTRIBUTION COEFFICIENTS OF INORGANIC SPECIES BY THE BATCH METHOD | 2010 | 4.7 | 3 | GENERAL SITE SUITABILITY CRITERIA FOR NUCLEAR POWER STATIONS
ASTM | ASTM C 1733-10 | STANDARD TEST METHODS FOR DISTRIBUTION COEFFICIENTS OF INORGANIC SPECIES BY THE BATCH METHOD | 2010 | 4.7 | 4 | GENERAL SITE SUITABILITY CRITERIA FOR NUCLEAR POWER STATIONS
DOE | DOE 1020-2002 | NATURAL PHENOMENA HAZARDS DESIGN AND EVALUATION CRITERIA FOR DEPARTMENT OF ENERGY FACILITIES | 2002 | 4.7 | 3 | GENERAL SITE SUITABILITY CRITERIA FOR NUCLEAR POWER STATIONS
DOE | DOE 1021-93 | NATURAL PHENOMENA HAZARDS PERFORMANCE CATEGORIZATION GUIDELINES FOR STRUCTURES, SYSTEMS, AND COMPONENTS | 1993 | 4.7 | 3 | GENERAL SITE SUITABILITY CRITERIA FOR NUCLEAR POWER STATIONS
DOE | DOE 1023-95 | NATURAL HAZARDS PHENOMENA HAZARDS ASSESSMENT CRITERIA | 1995 | 4.7 | 3 | GENERAL SITE SUITABILITY CRITERIA FOR NUCLEAR POWER STATIONS
DOE | DOE 3014-2006 | ACCIDENT ANALYSIS FOR AIRCRAFT CRASH INTO HAZARDOUS FACILITIES | 2006 | 4.7 | 3 | GENERAL SITE SUITABILITY CRITERIA FOR NUCLEAR POWER STATIONS
DOE | DOE-HDBK-1220-2017 | NATURAL PHENOMENA HAZARDS ANALYSIS AND DESIGN HANDBOOK FOR DOE FACILITIES | 2017 | 4.7 | 4 | GENERAL SITE SUITABILITY CRITERIA FOR NUCLEAR POWER STATIONS
DOE | DOE-STD-1020-2016 | NATURAL PHENOMENA HAZARDS ANALYSIS AND DESIGN CRITERIA FOR DOE | 2016 | 4.7 | 4 | GENERAL SITE SUITABILITY CRITERIA FOR NUCLEAR POWER STATIONS
DOE | DOE-STD-3014-2006 | ACCIDENT ANALYSIS FOR AIRCRAFT CRASH INTO HAZARDOUS FACILITIES | 2006 | 4.7 | 4 | GENERAL SITE SUITABILITY CRITERIA FOR NUCLEAR POWER STATIONS
IAEA | IAEA Safety Guide NS-G-1.5 | EXTERNAL EVENTS EXCLUDING EARTHQUAKES IN THE DESIGN OF NUCLEAR POWER PLANTS | 2003 | 4.7 | 4 | GENERAL SITE SUITABILITY CRITERIA FOR NUCLEAR POWER STATIONS
IAEA | IAEA Safety Guide NS-R-3 | SITE EVALUATIONS FOR NUCLEAR INSTALLATIONS | Unknown | 4.7 | 3 | GENERAL SITE SUITABILITY CRITERIA FOR NUCLEAR POWER STATIONS
IAEA | IAEA Safety Standards Series No. SSR-1 | SITE EVALUATION FOR NUCLEAR INSTALLATIONS | 2019 | 4.7 | 4 | GENERAL SITE SUITABILITY CRITERIA FOR NUCLEAR POWER STATIONS
IAEA | IAEA Specific Safety Guide SSG-18 | METEOROLOGICAL AND HYDROLOGICAL HAZARDS IN SITE EVALUATION FOR NUCLEAR INSTALLATIONS | 2011 | 4.7 | 4 | GENERAL SITE SUITABILITY CRITERIA FOR NUCLEAR POWER STATIONS
IAEA | IAEA Specific Safety Guide SSG-21 | VOLCANIC HAZARDS IN SITE EVALUATION FOR NUCLEAR INSTALLATIONS | 2012 | 4.7 | 4 | GENERAL SITE SUITABILITY CRITERIA FOR NUCLEAR POWER STATIONS
IAEA | IAEA Standards Series No. SSR-2/1, Rev. 1 | SAFETY OF NUCLEAR POWER PLANTS: DESIGN | 2016 | 4.7 | 4 | GENERAL SITE SUITABILITY CRITERIA FOR NUCLEAR POWER STATIONS
NRC | Review Standard RS-002 | PROCESSING APPLICATIONS FOR EARLY SITE PERMITS | 2004 | 4.7 | 3 | GENERAL SITE SUITABILITY CRITERIA FOR NUCLEAR POWER STATIONS
U.S. Department of the Interior | H-8410-1 | VISUAL RESOURCE INVENTORY | Unknown | 4.7 | 3 | GENERAL SITE SUITABILITY CRITERIA FOR NUCLEAR POWER STATIONS
ANS | ANS 13.8 (ANSI N18.3-1972) | FUEL ASSEMBLY IDENTIFICATION | 1972 | 5.1 | 0 | SERIAL NUMBERING OF FUEL ASSEMBLES FOR LIGHT-WATER-COOLED NUCLEAR POWER REACTORS
ANSI | ANSI N18.3-72 | FUEL ASSEMBLY IDENTIFICATION | 1972 | 5.1 | 0 | SERIAL NUMBERING OF FUEL ASSEMBLES FOR LIGHT-WATER-COOLED NUCLEAR POWER REACTORS
ASTM | ASTM D2860-70 | ADHESION OF PRESSURE-SENSITIVE TAPE TO FIBERBOARD AT 90-DEG ANGLE AND CONSTANT STRESS | 1970 | 5.10 | 0 | SELECTION AND USE OF PRESSURE-SENSITIVE SEALS ON CONTAINERS FOR ONSITE STORAGE OF SPECIAL NUCLEAR MATERIAL
ASTM | ASTM D543-67 | RESISTANCE OF PLASTICS TO CHEMICAL REAGENTS | 1967 | 5.10 | 0 | SELECTION AND USE OF PRESSURE-SENSITIVE SEALS ON CONTAINERS FOR ONSITE STORAGE OF SPECIAL NUCLEAR MATERIAL
PSTC | PSTC-5 | QUICK STICK | Unknown | 5.10 | 0 | SELECTION AND USE OF PRESSURE-SENSITIVE SEALS ON CONTAINERS FOR ONSITE STORAGE OF SPECIAL NUCLEAR MATERIAL
ANL | ANL -5800 | REACTOR PHYSICS CONSTANTS | 1963 | 5.11 | 1 | NONDESTRUCTIVE ASSAY OF SPECIAL NUCLEAR MATERIAL CONTAINED IN SCRAP AND WASTE
ANSI | ANSI N15.20-1975 | GUIDE TO CALIBRATING NONDESTRUCTIVE ASSAY SYSTEMS | 1975 | 5.11 | 1 | NONDESTRUCTIVE ASSAY OF SPECIAL NUCLEAR MATERIAL CONTAINED IN SCRAP AND WASTE
ASTM | ANSI/ASTM C 853-79 | STANDARD TEST METHODS FOR NONDESTRUCTIVE ASSAY OF SPECIAL NUCLEAR MATERIALS CONTAINED IN SCRAP AND WASTE | 1979 | 5.11 | 1 | NONDESTRUCTIVE ASSAY OF SPECIAL NUCLEAR MATERIAL CONTAINED IN SCRAP AND WASTE
BNL | BNL-17165, 1972 | CATALOGUE OF NUCLEAR MATERIAL SAFEGUARDS INSTRUMENTS | 1972 | 5.11 | 1 | NONDESTRUCTIVE ASSAY OF SPECIAL NUCLEAR MATERIAL CONTAINED IN SCRAP AND WASTE
BNL | BNL-50267, 1970 | SAFEGUARDS APPLICATIONS FOR ISOTOPIC NEUTRON SOURCES | 1970 | 5.11 | 1 | NONDESTRUCTIVE ASSAY OF SPECIAL NUCLEAR MATERIAL CONTAINED IN SCRAP AND WASTE
BNL | BNL-50332, 1972 | OPERATING CHARACTERISTICS OF WELL COINCIDENCE COUNTERS | 1972 | 5.11 | 1 | NONDESTRUCTIVE ASSAY OF SPECIAL NUCLEAR MATERIAL CONTAINED IN SCRAP AND WASTE
LA | LA-5651-M, 1974 | FUNDAMENTALS OF PASSIVE NONDESTRUCTIVE ASSAY OF FISSIONABLE MATERIAL | 1974 | 5.11 | 1 | NONDESTRUCTIVE ASSAY OF SPECIAL NUCLEAR MATERIAL CONTAINED IN SCRAP AND WASTE
LA | LA-7059-M, 1977 | GAMMA RAY MEASUREMENTS WITH THE SEGMENTED GAMMA SCAN | 1977 | 5.11 | 1 | NONDESTRUCTIVE ASSAY OF SPECIAL NUCLEAR MATERIAL CONTAINED IN SCRAP AND WASTE
LA | LA-7779-MS (ISPO-53), 1979 | THE HIGH-LEVEL NEUTRON COINCIDENCE COUNTER (HLNCC): USERS' MANUAL | 1979 | 5.11 | 1 | NONDESTRUCTIVE ASSAY OF SPECIAL NUCLEAR MATERIAL CONTAINED IN SCRAP AND WASTE
LA | LA-8294-MS, 1980 | MEASUREMENT OF URANIUM AND PLUTONIUM IN SOLID WASTE BY PASSIVE PHOTON OR NEUTRON COUNTING AND ISOTOPIC NEUTRON SOURCE INTERROGATION | 1980 | 5.11 | 1 | NONDESTRUCTIVE ASSAY OF SPECIAL NUCLEAR MATERIAL CONTAINED IN SCRAP AND WASTE
LA | LA-8755-MS, 1981 | TEST AND EVALUATION RESULTS OF THE 252CF SHUFFLER AT THE SAVANNAH RIVER PLANT | 1981 | 5.11 | 1 | NONDESTRUCTIVE ASSAY OF SPECIAL NUCLEAR MATERIAL CONTAINED IN SCRAP AND WASTE
LANL | LA-8858-M, 1982 | DESCRIPTION AND OPERATING MANUAL FOR THE FAST NEUTRON COINCIDENCE COUNTER | 1982 | 5.11 | 1 | NONDESTRUCTIVE ASSAY OF SPECIAL NUCLEAR MATERIAL CONTAINED IN SCRAP AND WASTE
UCRL | UCRL-52139, 1976 | A RE-EVALUATION OF THE GAMMA RAY ENERGIES AND ABSOLUTE BRANCHING INTENSITIES OF 23 U, 238,239,240,241PU, AND 241AM | 1976 | 5.11 | 1 | NONDESTRUCTIVE ASSAY OF SPECIAL NUCLEAR MATERIAL CONTAINED IN SCRAP AND WASTE
UL | Underwriters Laboratories 437 | KEY LOCKS | Unknown | 5.12 | 0 | GENERAL USE OF LOCKS IN THE PROTECTION AND CONTROL OF FACILITIES AND SPECIAL NUCLEAR MATERIALS
UL | Underwriters Laboratories 768 | COMBINATION LOCKS | Unknown | 5.12 | 0 | GENERAL USE OF LOCKS IN THE PROTECTION AND CONTROL OF FACILITIES AND SPECIAL NUCLEAR MATERIALS
WASH | WASH-1 154 | EVALUATION OF MINOR ISOTOPE SAFEGUARD TECHNIQUES (MIST) IN REACTOR FUEL PROCESSING | Unknown | 5.13 | 0 | CONDUCT OF NUCLEAR MATERIAL PHYSICAL INVENTORIES
ANSI | ANSI N572-1974 | CHEMICAL, MASS SPECTROMETRIC, SPECTROCHEMICAL, NUCLEAR AND RADIOCHEMICAL ANALYSES OF NUCLEAR-GRADE PLUTONIUM METAL | 1974 | 5.16 | 1 | STANDARD METHODS FOR CHEMICAL, MASS SPECTROMETRIC, SPECTROCHEMICAL NUCLEAR AND RADIOCHEMICAL ANALYSIS OF NUCLEAR-GRADE PLUTONIUM NITRATE SOLUTIONS AND PLUTOMIUM METAL
ANSI | ANSI N573-1974 | CHEMICAL, MASS SPECTROMETRIC, SPECTROCHEMICAL, NUCLEAR AND RADIOCHEMICAL ANALYSIS OF NUCLEAR-GRADE PLUTONIUM NITRATE SOLUTIONS | 1974 | 5.16 | 1 | STANDARD METHODS FOR CHEMICAL, MASS SPECTROMETRIC, SPECTROCHEMICAL NUCLEAR AND RADIOCHEMICAL ANALYSIS OF NUCLEAR-GRADE PLUTONIUM NITRATE SOLUTIONS AND PLUTOMIUM METAL
ASTM | ASTM C758-73 | STANDARD METHODS FOR CHEMICAL, MASS SPECTROMETRIC, SPECTROCHEMICAL, NUCLEAR, AND RADIOCHEMICAL ANALYSIS OF NUCLEAR-GRADE PLUTONIUM METAL | 1973 | 5.16 | 1 | STANDARD METHODS FOR CHEMICAL, MASS SPECTROMETRIC, SPECTROCHEMICAL NUCLEAR AND RADIOCHEMICAL ANALYSIS OF NUCLEAR-GRADE PLUTONIUM NITRATE SOLUTIONS AND PLUTOMIUM METAL
ASTM | ASTM C759-73 | STANDARD METHODS FOR CHEMICAL, MASS SPECTROMETRIC, SPECTROCHEMICAL, NUCLEAR, AND RADIOCHEMICAL ANALYSIS OF NUCLEAR-GRADE PLUTONIUM NITRATE SOLUTIONS | 1973 | 5.16 | 1 | STANDARD METHODS FOR CHEMICAL, MASS SPECTROMETRIC, SPECTROCHEMICAL NUCLEAR AND RADIOCHEMICAL ANALYSIS OF NUCLEAR-GRADE PLUTONIUM NITRATE SOLUTIONS AND PLUTOMIUM METAL
ANSI | ANSI N15.16 | LIMIT OF ERROR CONCEPTS AND PRINCIPLES OF CALCULATION IN NUCLEAR MATERIALS CONTROL | Unknown | 5.18 | 0 | LIMIT OF ERROR CONCEPTS AND PRINCIPLES OF CALCULATION IN NUCLEAR MATERIALS CONTROL
ANSI | ANSI N15-3 | METHODS OF NUCLEAR MATERIALS CONTROL | Unknown | 5.18 | 0 | LIMIT OF ERROR CONCEPTS AND PRINCIPLES OF CALCULATION IN NUCLEAR MATERIALS CONTROL
WASH | WASH 1282 | METHODS FOR THE ACCOUNTABILITY OF PLUTONIUM NITRATE SOLUTIONS | Unknown | 5.19 | 0 | METHODS FOR THE ACCOUNTABILITY OF PLUTONIUM NITRATE SOLUTIONS
ANSI | ANSI N15.1 | CLASSIFICATION OF UNIRRADIATED URANIUM SCRAP | 1970 | 5.2 | 0 | CLASSIFICATION OF UNIRRADIATED PLUTONIUM AND URANIUM SCRAP
ANSI | ANSI N15.10-72 | CLASSIFICATION OF UNIRRADIATED PLUTONIUM SCRAP | 1972 | 5.2 | 0 | CLASSIFICATION OF UNIRRADIATED PLUTONIUM AND URANIUM SCRAP
ANSI | ANSI N15.1-70 | CLASSIFICATION OF UNIRRADIATED URANIUM SCRAP | 1970 | 5.2 | 0 | CLASSIFICATION OF UNIRRADIATED PLUTONIUM AND URANIUM SCRAP
AR | AR 40-501 | STANDARDS OF MEDICAL FITNESS | Unknown | 5.20 | 0 | TRAINING, EQUIPPING, AND QUALIFYING OF GUARDS AND WATCHMEN
BNL | BNL-50414, 1974 | GUIDELINES FOR GAMMA-RAY SPECTROSCOPY MEASUREMENTS OF 235U ENRICHMENT | 1974 | 5.21 | 1 | NONDESTRUCTIVE URANIUM-235 ENRICHMENT ASSAY BY GAMMA RAY SPECTROMETRY
IAEA | IAEA-SM-201/46 | GAMMA-RAY SPECTROMETRY FOR IN-LINE MEASUREMENTS OF 235U ENRICHMENT IN A NUCLEAR FUEL FABRICATION PLANT | Unknown | 5.21 | 1 | NONDESTRUCTIVE URANIUM-235 ENRICHMENT ASSAY BY GAMMA RAY SPECTROMETRY
LA | LA-3753, 1967 | PHOTON CROSS SECTIONS FROM .001 TO 100 MEV.FOR ELEMENTS I THROUGH 100 | 1967 | 5.21 | 1 | NONDESTRUCTIVE URANIUM-235 ENRICHMENT ASSAY BY GAMMA RAY SPECTROMETRY
LA | LA-7212-MS, 1978 | THE FEASIBILITY OF NONDESTRUCTIVE ASSAY MEASUREMENTS IN URANIUM ENRICHMENT PLANTS | 1978 | 5.21 | 1 | NONDESTRUCTIVE URANIUM-235 ENRICHMENT ASSAY BY GAMMA RAY SPECTROMETRY
NSRDS | NSRDS-NBS 29, 1969 | PHOTON CROSS SECTIONS, ATTENUATION COEFFICIENTS, AND ENERGY ABSORPTION COEFFICIENTS FROM 10 KEV TO 100 GEV | 1969 | 5.21 | 1 | NONDESTRUCTIVE URANIUM-235 ENRICHMENT ASSAY BY GAMMA RAY SPECTROMETRY
ANSI | ANSI N15.15-73 | ASSESSMENT OF THE ASSUMPTION OF NORMALITY (EMPLOYING INDIVIDUAL OBSERVED VALUES) | 1973 | 5.22 | 0 | ASSESSMENT OF THE ASSUMPTION OF NORMALITY (EMPLOYING INDIVIDUAL OBSERVED VALUES)
AEEW | AEEW-R13 59 | THE DETERMINATION OF RESIDUAL PLUTONIUM MASSES IN GLOVEBOXES BY REMOTE MEASUREMENTS USING SOLID THERMOLUMINEXCENT DOSIMETERS | 1980 | 5.23 | 1 | IN SITU ASSAY OF PLUTONIUM RESIDUAL HOLDUP
ANCR | ANCR-1069 | GAMMA RAYS EMITTED BY THE FISSIONABLE NUCLIDES AND ASSOCIATED ISOTOPES | 1972 | 5.23 | 1 | IN SITU ASSAY OF PLUTONIUM RESIDUAL HOLDUP
BNL | BNL17165 | CATALOGUE OF NUCLEAR MATERIAL SAFEGUARDS INSTRUMENTS | 1972 | 5.23 | 1 | IN SITU ASSAY OF PLUTONIUM RESIDUAL HOLDUP
LA | LA-5651-M | FUNDAMENTALS OF PASSIVE NONDESTRUCTIVE -ASSAY OF FISSIONABLE MATERIAL | Unknown | 5.23 | 1 | IN SITU ASSAY OF PLUTONIUM RESIDUAL HOLDUP
UCRL | UCRL-52139, | A RE-EVALUATION OF THE GAMMA RAY ENERGIES AND ABSOLUTE BRANCHING INTENSITIES OF U-237, PU-238, -239,-240, -241, AND AM-241 | Unknown | 5.23 | 1 | IN SITU ASSAY OF PLUTONIUM RESIDUAL HOLDUP
ASTM | ASTM C1112-99 | STANDARD GUIDE FOR APPLICATION OF RADIATION MONITORS TO THE CONTROL AND PHYSICAL SECURITY OF SPECIAL NUCLEAR MATERIAL | 2005 | 5.27 | 1 | SPECIAL NUCLEAR MATERIAL DOORWAY MONITORS
ASTM | ASTM C1189-11 | STANDARD GUIDE TO PROCEDURES FOR CALIBRATING AUTOMATIC PEDESTRIAN SNM MONITORS | 2011 | 5.27 | 1 | SPECIAL NUCLEAR MATERIAL DOORWAY MONITORS
ASTM | ASTM C1236-99 | STANDARD GUIDE FOR IN-PLANT PERFORMANCE EVALUATION OF AUTOMATIC VEHICLE SNM MONITORS | 2005 | 5.27 | 1 | SPECIAL NUCLEAR MATERIAL DOORWAY MONITORS
ASTM | ASTM C1237-99 | STANDARD GUIDE TO IN-PLANT PERFORMANCE EVALUATION OF HAND-HELD SNM MONITORS | 2005 | 5.27 | 1 | SPECIAL NUCLEAR MATERIAL DOORWAY MONITORS
ASTM | ASTM C1269-97 | STANDARD PRACTICE FOR ADJUSTING THE OPERATIONAL SENSITIVITY SETTING OF IN-PLANT WALK-THROUGH METAL DETECTORS | 2012 | 5.27 | 1 | SPECIAL NUCLEAR MATERIAL DOORWAY MONITORS
ASTM | ASTM C1270-97 | STANDARD PRACTICE FOR DETECTION SENSITIVITY MAPPING OF IN-PLANT WALK THROUGH METAL DETECTORS | 2012 | 5.27 | 1 | SPECIAL NUCLEAR MATERIAL DOORWAY MONITORS
ASTM | ASTM C1309-97 | STANDARD PRACTICE FOR PERFORMANCE EVALUATION OF IN-PLANT WALK-THROUGH METAL DETECTORS | 2012 | 5.27 | 1 | SPECIAL NUCLEAR MATERIAL DOORWAY MONITORS
ASTM | ASTM C993-97 | STANDARD GUIDE FOR IN-PLANT PERFORMANCE EVALUATION OF AUTOMATIC PEDESTRIAN SNM MONITORS | 2012 | 5.27 | 1 | SPECIAL NUCLEAR MATERIAL DOORWAY MONITORS
ANSI | ANSI N15.16-74 | LIMIT OF ERROR CONCEPTS AND PRINCIPLES OF CALCULATION IN NUCLEAR MATERIALS CONTROL | 1974 | 5.28 | 0 | EVALUATION OF SHIPPER-RECEIVER DIFFERENCES IN THE TRANSFER OF SPECIAL NUCLEAR MATERIALS
ANSI | ANSI N15.17 | CONCEPTS AND PRINCIPLES FOR THE STATISTICAL EVALUATION OF SHIPPER-RECEIVER DIFFERENCES IN THE TRANSFER OF SPECIAL NUCLEAR MATERIALS | Unknown | 5.28 | 0 | EVALUATION OF SHIPPER-RECEIVER DIFFERENCES IN THE TRANSFER OF SPECIAL NUCLEAR MATERIALS
ANSI | ANSI N15-3 | METHODS OF NUCLEAR MATERIALS CONTROL | Unknown | 5.28 | 0 | EVALUATION OF SHIPPER-RECEIVER DIFFERENCES IN THE TRANSFER OF SPECIAL NUCLEAR MATERIALS
ANSI | ANSI N15.8-09 | METHODS OF NUCLEAR MATERIAL CONTROL—MATERIAL CONTROL SYSTEMS—SPECIAL NUCLEAR MATERIAL CONTROL AND ACCOUNTING SYSTEMS FOR NUCLEAR POWER PLANTS | 2009 | 5.29 | 2 | NUCLEAR MATERIAL CONTROL SYSTEMS FOR NUCLEAR POWER PLANTS
ANSI | ANSI N15.8-74 | METHODS OF NUCLEAR MATERIAL CONTROL—MATERIAL CONTROL SYSTEMS—SPECIAL NUCLEAR MATERIAL CONTROL AND ACCOUNTING SYSTEMS FOR NUCLEAR POWER PLANTS | 1974 | 5.29 | 2 | NUCLEAR MATERIAL CONTROL SYSTEMS FOR NUCLEAR POWER PLANTS
IAEA | IAEA No. 13, 2011 | NUCLEAR SECURITY RECOMMENDATIONS ON PHYSICAL PROTECTION OF NUCLEAR MATERIAL AND NUCLEAR FACILITIES | 2011 | 5.29 | 2 | NUCLEAR MATERIAL CONTROL SYSTEMS FOR NUCLEAR POWER PLANTS
ANSI | ANSI N15.5-72 | STATISTICAL TERMINOLOGY AND NOTATION FOR NUCLEAR MATERIALS MANAGEMENT | 1972 | 5.3 | 0 | STATISTICAL TERMINOLOGY AND NOTATION FOR SPECIAL NUCLEAR MATERIALS CONTROL AND ACCOUNTABILITY
ANSI | ANSI N15-3 | METHODS OF NUCLEAR MATERIALS CONTROL | Unknown | 5.3 | 0 | STATISTICAL TERMINOLOGY AND NOTATION FOR SPECIAL NUCLEAR MATERIALS CONTROL AND ACCOUNTABILITY
IEEE | IEEE Std 279-1971 | CRITERIA FOR PROTECTION SYSTEMS FOR NUCLEAR POWER GENERATING STATIONS | 1971 | 5.30 | 0 | MATERIALS PROTECTION CONTINGENCY MEASURES FOR URANIUM AND PLUTONIUM FUEL MANUFACTURING PLANTS
TID | TID-26298 | STATISTICAL METHODS IN NUCLEAR MATERIAL CONTROL | 1973 | 5.33 | 0 | STATISTICAL EVALUATION OF MATERIAL UNACCOUNTED FOR
ANSI | ANSI N15.20-1975 | GUIDE TO CALIBRATING NONDESTRUCTIVE ASSAY SYSTEMS | 1975 | 5.34 | 1 | NONDESTRUCTIVE ASSAY FOR PLUTONIUM IN SCRAP MATERIAL BY SPONTANEOUS FISSION DETECTION
ASTM | ANSI/ASTM C 853-79 | STANDARD TEST METHODS FOR NONDESTRUCTIVE ASSAY OF SPECIAL NUCLEAR MATERIALS CONTAINED IN SCRAP AND WASTE | 1979 | 5.34 | 1 | NONDESTRUCTIVE ASSAY FOR PLUTONIUM IN SCRAP MATERIAL BY SPONTANEOUS FISSION DETECTION
ANSI | ANSI N15.22-74 | CALIBRATION TECHNIQUES FOR THE CALORIMETRIC ASSAY OF PLUTONIUM-BEARING SOLIDS APPLIED TO NUCLEAR MATERIAL CONTROL | 1974 | 5.35 | 0 | CALORIMETRIC ASSAY OF PLUTONIUM
UCRL | UCRL-51087, | GAMMA RAY ENERGIES AND ABSOLUTE BRANCHING INTENSITIES FOR 238, 239, 240, 2 4 1PU AND 241AM | 1971 | 5.35 | 0 | CALORIMETRIC ASSAY OF PLUTONIUM
ASTM | ASTM E178-74.1 | RECOMMENDED PRACTICE FOR DEALING WITH OUTLYING OBSERVATIONS | Unknown | 5.36 | 0 | RECOMMENDED PRACTICE FOR DEALING WITH OUTLYING OBSERVATIONS
ANSI | ANSI N15.20-1975 | GUIDE TO CALIBRATING NONDESTRUCTIVE ASSAY SYSTEMS | 1975 | 5.38 | 1 | NONDESTRUCTIVE ASSAY OF HIGH-ENRICHMENT URANIUM FUEL PLATES BY GAMMA RAY SPECTROMETRY
ASTM | ASTM C799, 1916 | STANDARD METHODS FOR CHEMICAL, MASS SPECTROMETRIC, SPECTROCHEMICAL, NUCLEAR, AND RADIOCHEMICAL ANALYSIS OF NUCLEAR-GRADE URANYL NITRATE SOLUTIONS | Unknown | 5.39 | 0 | GENERAL METHODS FOR THE ANALYSIS OF URANYL NITRATE SOLUTIONS FOR ASSAY, ISOTOPIC DISTRIBUTION, AND IMPURITY DETERMINATIONS
ANSI | ANSI N15.6-72 | ANALYTICAL STANDARDS FOR ACCOUNTABILITY OF URANIUM TETRAFLUORIDE | 1972 | 5.4 | 0 | STANDARD ANALYTICAL METHODS FOR THE MEASUREMENT OF URANIUM TETRAFLUORIDE (UF4) AND URANIUM HEXAFLUORIDE (UF6)
ANSI | ANSI N15.7-72 | ANALYTICAL STANDARDS FOR THE ACCOUNTABILITY OF URANIUM HEXAFLUORIDE | 1972 | 5.4 | 0 | STANDARD ANALYTICAL METHODS FOR THE MEASUREMENT OF URANIUM TETRAFLUORIDE (UF4) AND URANIUM HEXAFLUORIDE (UF6)
ANSI | ANSI N15-2 | MEASUREMENTS | Unknown | 5.4 | 0 | STANDARD ANALYTICAL METHODS FOR THE MEASUREMENT OF URANIUM TETRAFLUORIDE (UF4) AND URANIUM HEXAFLUORIDE (UF6)
WASH | WASH 1335 | METHODS FOR THE ACCOUNTABILITY OF PLUTONIUM DIOXIDE POWDER | Unknown | 5.40 | 0 | METHODS FOR THE ACCOUNTABILITY OF PLUTONIUM DIOXIDE POWDER
IEEE | IEEE Std 450 | IEEE RECOMMENDED PRACTICE FOR MAINTENANCE, TESTING AND REPLACEMENT OF LARGE LEAD STORAGE BATTERIES FOR GENERATING STATIONS AND SUBSTATIONS | Unknown | 5.44 | 3 | PERIMETER INTRUSION ALARM SYSTEMS
ANSI | ANSI N15.20-1975 | GUIDE TO CALIBRATING NONDESTRUCTIVE ASSAY SYSTEMS | 1975 | 5.47 | 0 | CONTROL AND ACCOUNABILITY OF PLUTONIUM IN WASTE MATERIAL
ANSI | ANSI N15.18 | MASS CALIBRATION TECHNIQUES FOR NUCLEAR MATERIALS CONTROL | Unknown | 5.48 | 0 | DESIGN CONSIDERATIONS0SYSTEMS FOR MEASURING THE MASS OF LIQUIDS
ANSI | ANSI N15.19 | VOLUME CALIBRATION TECHNIQUES FOR NUCLEAR MATERIALS CONTROL | Unknown | 5.48 | 0 | DESIGN CONSIDERATIONS0SYSTEMS FOR MEASURING THE MASS OF LIQUIDS
ASTM | ASTM C696-72 | STANDARD METHODS FOR CHEMICAL, MASS SPECTROMETRIC, AND SPECTROCHEMICAL ANALYSIS OF NUCLEAR-GRADE URANIUM DIOXIDE POWDERS AND PELLETS | 1972 | 5.5 | 0 | STANDARD METHODS FOR CHEMICAL, MASS SPECTROMETRIC, AND SPECTROCHEMICAL ANALYSIS OF NUCLEAR-GRADE URANIUM DIOXIDE POWDERS AND PELLETS
ANSI | ANSI N15.20-1975 | GUIDE TO CALIBRATING NONDESTRUCTIVE ASSAY SYSTEMS | 1975 | 5.53 | 1 | QUALIFICATION, CALIBRATION, AND ERROR ESTIMATION METHODS FOR NONDESTRUCTIVE ASSAY
ASTM | ANSI/ASTM E178-80 | PRACTICE FOR DEALING WITH OUTLYING OBSERVATIONS | 1980 | 5.53 | 1 | QUALIFICATION, CALIBRATION, AND ERROR ESTIMATION METHODS FOR NONDESTRUCTIVE ASSAY
ANSI | ANSI N15.18-1975 | MASS CALIBRATION TECHNIQUES FOR NUCLEAR MATERIALS CONTROL | 1975 | 5.58 | 1 | CONSIDERATIONS FOR ESTABLISHING TRACEABILITY OF SPECIAL NUCLEAR MATERIAL ACCOUNTING MEASUREMENTS
ANSI | ANSI N15.19-1975 | VOLUME CALIBRATION TECHNIQUES FOR NUCLEAR MATERIAL CONTROL | 1975 | 5.58 | 1 | CONSIDERATIONS FOR ESTABLISHING TRACEABILITY OF SPECIAL NUCLEAR MATERIAL ACCOUNTING MEASUREMENTS
ANSI | ANSI N15.20-1975 | GUIDE TO CALIBRATING NONDESTRUCTIVE ASSAY SYSTEMS | 1975 | 5.58 | 1 | CONSIDERATIONS FOR ESTABLISHING TRACEABILITY OF SPECIAL NUCLEAR MATERIAL ACCOUNTING MEASUREMENTS
ISO | ISO Guide 6 | MENTION OF REFERENCE MATERIALS IN INTERNATIONAL STANDARDS | 1977 | 5.58 | 1 | CONSIDERATIONS FOR ESTABLISHING TRACEABILITY OF SPECIAL NUCLEAR MATERIAL ACCOUNTING MEASUREMENTS
ASTM | ASTM C697-72 | STANDARD METHODS FOR CHEMICAL, MASS SPECTROMETRIC, AND SPECTROCHEMICAL ANALYSIS OF NUCLEAR-GRADE PLUTONIUM DIOXIDE POWDERS AND PELLETS | 1972 | 5.6 | 0 | STANDARD METHODS FOR CHEMICAL, MASS SPECTROMETRIC, AND SPECTROCHEMICAL ANALYSIS OF NUCLEAR-GRADE PLUTONIUM DIOXIDE POWERDERS AND PELLETS AND NUCLEAR-GRADE MIXED OXIDES
ASTM | ASTM C698-72a | STANDARD METHODS FOR CHEMICAL, MASS SPECTROMETRIC, AND SPECTROCHEMICAL ANALYSIS OF NUCLEAR-GRADE MIXED OXIDES ([U, PU] 02) | 1972 | 5.6 | 0 | STANDARD METHODS FOR CHEMICAL, MASS SPECTROMETRIC, AND SPECTROCHEMICAL ANALYSIS OF NUCLEAR-GRADE PLUTONIUM DIOXIDE POWERDERS AND PELLETS AND NUCLEAR-GRADE MIXED OXIDES
NEI | NEI 03-01 | NUCLEAR POWER PLANT ACCESS AUTHORIZATION PROGRAM | 2004 | 5.66 | 2 | ACCESS AUTHORIZATION PROGRAM FOR NUCLEAR POWER PLANTS
NILE | NILE/CJ 0601.00 | WALK-THROUGH METAL DETECTORS FOR USE IN WEAPONS DETECTION | Unknown | 5.7 | 1 | ENTRY/EXIT CONTROL FOR PROTECTED AREAS, VITAL AREAS, AND MATERIAL ACCESS AREAS
ANSI | ANSI ISO/IEC 17799, 2005 | INFORMATION TECHNOLOGY SECURITY TECHNIQUES: CODE OF PRACTICE FOR INFORMATION SECURITY MANAGEMENT | 2005 | 5.71 | 0 | CYBER SECURITY PROGRAMS FOR NUCLEAR FACILITIES
ANSI | ANSI ISO/IEC TR 13335-1, 1996 | INFORMATION TECHNOLOGY: GUIDELINES FOR THE MANAGEMENT OF IT SECURITY—PART 1: CONCEPTS AND MODELS | 1996 | 5.71 | 0 | CYBER SECURITY PROGRAMS FOR NUCLEAR FACILITIES
ANSI | ANSI ISO/IEC TR 13335-3. 1998 | INFORMATION TECHNOLOGY: GUIDELINES FOR THE MANAGEMENT OF IT SECURITY—PART 3: TECHNIQUES FOR THE MANAGEMENT OF IT SECURITY | 1998 | 5.71 | 0 | CYBER SECURITY PROGRAMS FOR NUCLEAR FACILITIES
ANSI | ANSI ISO/IEC TR 13335-4, 2000 | INFORMATION TECHNOLOGY: GUIDELINES FOR THE MANAGEMENT OF IT SECURITY—PART 4: SELECTION OF SAFEGUARDS | 2000 | 5.71 | 0 | CYBER SECURITY PROGRAMS FOR NUCLEAR FACILITIES
ANSI | ANSI ISO/IEC TR 13335-5, 2001 | INFORMATION TECHNOLOGY: GUIDELINES FOR THE MANAGEMENT OF IT SECURITY—PART 5: MANAGEMENT GUIDANCE ON NETWORK SECURITY | 2001 | 5.71 | 0 | CYBER SECURITY PROGRAMS FOR NUCLEAR FACILITIES
IAEA | IAEA Nuclear Energy Series NR-T-3.30 | COMPUTER SECURITY ASPECTS OF DESIGN FOR INSTRUMENTATION AND CONTROL SYSTEMS AT NUCLEAR POWER PLANTS | 2020 | 5.71 | 1 | CYBERSECURITY PROGRAMS FOR NUCLEAR POWER REACTORS
IAEA | IAEA Nuclear Security Series No. 17 | COMPUTER SECURITY AT NUCLEAR FACILITIES | 2011 | 5.71 | 1 / DG-5061 | CYBER SECURITY PROGRAMS FOR NUCLEAR POWER REACTORS
IAEA | IAEA Nuclear Security Series No. 17-T, Revision 1 | COMPUTER SECURITY TECHNIQUES FOR NUCLEAR FACILITIES | 2021 | 5.71 | 1 | CYBERSECURITY PROGRAMS FOR NUCLEAR POWER REACTORS
IEEE | IEEE Std 7-4.3.2-2003 | STANDARD CRITERIA FOR DIGITAL COMPUTERS IN SAFETY SYSTEMS OF NUCLEAR POWER GENERATING STATIONS | 2003 | 5.71 | 0 | CYBER SECURITY PROGRAMS FOR NUCLEAR FACILITIES
IEEE | IEEE Std 7-4.3.2-2003 | STANDARD CRITERIA FOR DIGITAL COMPUTERS IN SAFETY SYSTEMS OF NUCLEAR POWER GENERATING STATIONS | 2003 | 5.71 | 1 | CYBERSECURITY PROGRAMS FOR NUCLEAR POWER REACTORS
IEEE | IEEE Std 7-4.3.2-2003 | STANDARD CRITERIA FOR DIGITAL COMPUTERS IN SAFETY SYSTEMS OF NUCLEAR POWER GENERATING STATIONS | 2003 | 5.71 | 1 / DG-5061 | CYBER SECURITY PROGRAMS FOR NUCLEAR POWER REACTORS
NEI | NEI 03-12 | PHYSICAL SECURITY PLAN TEMPLATE | Unknown | 5.71 | 0 | CYBER SECURITY PROGRAMS FOR NUCLEAR FACILITIES
NEI | NEI 04-04 | CYBER SECURITY PROGRAM FOR POWER REACTORS | 2005 | 5.71 | 0 | CYBER SECURITY PROGRAMS FOR NUCLEAR FACILITIES
NEI | NEI 04-04 | CYBER SECURITY PROGRAM FOR POWER REACTORS | 2005 | 5.71 | 1 | CYBERSECURITY PROGRAMS FOR NUCLEAR POWER REACTORS
NEI | NEI 04-04 | CYBER SECURITY PROGRAM FOR POWER REACTORS | 2005 | 5.71 | 1 / DG-5061 | CYBER SECURITY PROGRAMS FOR NUCLEAR POWER REACTORS
NEI | NEI 08-09 | CYBER SECURITY PLAN FOR NUCLEAR POWER REACTORS | 2010 | 5.71 | 1 | CYBERSECURITY PROGRAMS FOR NUCLEAR POWER REACTORS
NEI | NEI 10-04, Revision 3 | IDENTIFYING SYSTEMS AND ASSETS SUBJECT TO THE CYBER SECURITY RULE | 2021 | 5.71 | 1 | CYBERSECURITY PROGRAMS FOR NUCLEAR POWER REACTORS
NEI | NEI 13-10, Revision 7 | CYBER SECURITY CONTROL ASSESSMENTS | 2021 | 5.71 | 1 | CYBERSECURITY PROGRAMS FOR NUCLEAR POWER REACTORS
NIST | NIST SP 800-161, Revision 1 | SUPPLY CHAIN RISK MANAGEMENT PRACTICES FOR FEDERAL INFORMATION SYSTEMS AND ORGANIZATIONS | 2022 | 5.71 | 1 | CYBERSECURITY PROGRAMS FOR NUCLEAR POWER REACTORS
NIST | NIST SP 800-30 | RISK MANAGEMENT GUIDE FOR INFORMATION TECHNOLOGY SYSTEMS | 2002 | 5.71 | 0 | CYBER SECURITY PROGRAMS FOR NUCLEAR FACILITIES
NIST | NIST SP 800-30 | RISK MANAGEMENT GUIDE FOR INFORMATION TECHNOLOGY SYSTEMS | 2002 | 5.71 | 1 | CYBERSECURITY PROGRAMS FOR NUCLEAR POWER REACTORS
NIST | NIST SP 800-30 | RISK MANAGEMENT GUIDE FOR INFORMATION TECHNOLOGY SYSTEMS | 2002 | 5.71 | 1 / DG-5061 | CYBER SECURITY PROGRAMS FOR NUCLEAR POWER REACTORS
NIST | NIST SP 800-34 | CONTINGENCY PLANNING GUIDE FOR FEDERAL INFORMATION SYSTEMS | 2010 | 5.71 | 0 | CYBER SECURITY PROGRAMS FOR NUCLEAR FACILITIES
NIST | NIST SP 800-34 | CONTINGENCY PLANNING GUIDE FOR FEDERAL INFORMATION SYSTEMS | 2010 | 5.71 | 1 | CYBERSECURITY PROGRAMS FOR NUCLEAR POWER REACTORS
NIST | NIST SP 800-37 | GUIDE TO CERTIFICATION AND ACCREDITATION OF FEDERAL INFORMATION SYSTEMS | 2004 | 5.71 | 0 | CYBER SECURITY PROGRAMS FOR NUCLEAR FACILITIES
NIST | NIST SP 800-37 | GUIDE TO CERTIFICATION AND ACCREDITATION OF FEDERAL INFORMATION SYSTEMS | 2004 | 5.71 | 1 | CYBERSECURITY PROGRAMS FOR NUCLEAR POWER REACTORS
NIST | NIST SP 800-37 | GUIDE TO CERTIFICATION AND ACCREDITATION OF FEDERAL INFORMATION SYSTEMS | 2004 | 5.71 | 1 / DG-5061 | CYBER SECURITY PROGRAMS FOR NUCLEAR POWER REACTORS
NIST | NIST SP 800-53 | RECOMMENDED SECURITY CONTROLS FOR FEDERAL INFORMATION SYSTEMS | 2009 | 5.71 | 0 | CYBER SECURITY PROGRAMS FOR NUCLEAR FACILITIES
NIST | NIST SP 800-53, Rev. 5 | SECURITY AND PRIVACY CONTROLS FOR INFORMATION SYSTEMS AND ORGANIZATIONS | 2020 | 5.71 | 1 | CYBERSECURITY PROGRAMS FOR NUCLEAR POWER REACTORS
NIST | NIST SP 800-53, Rev. 5 | SECURITY AND PRIVACY CONTROLS FOR INFORMATION SYSTEMS AND ORGANIZATIONS | 2020 | 5.71 | 1 / DG-5061 | CYBER SECURITY PROGRAMS FOR NUCLEAR POWER REACTORS
NIST | NIST SP 800-61, Revision 2 | COMPUTER SECURITY INCIDENT HANDLING GUIDE | 2012 | 5.71 | 1 | CYBERSECURITY PROGRAMS FOR NUCLEAR POWER REACTORS
NIST | NIST SP 800-64, 2008 | SECURITY CONSIDERATIONS IN THE SYSTEM DEVELOPMENT LIFE CYCLE | 2008 | 5.71 | 0 | CYBER SECURITY PROGRAMS FOR NUCLEAR FACILITIES
NIST | NIST SP 800-82 | GUIDE TO INDUSTRIAL CONTROL SYSTEMS SECURITY | 2008 | 5.71 | 0 | CYBER SECURITY PROGRAMS FOR NUCLEAR FACILITIES
NIST | NIST SP 800-82 | GUIDE TO INDUSTRIAL CONTROL SYSTEMS SECURITY | 2008 | 5.71 | 1 | CYBERSECURITY PROGRAMS FOR NUCLEAR POWER REACTORS
NIST | NIST SP 800-82 | GUIDE TO INDUSTRIAL CONTROL SYSTEMS SECURITY | 2008 | 5.71 | 1 / DG-5061 | CYBER SECURITY PROGRAMS FOR NUCLEAR POWER REACTORS
NIST | NIST SP 800-86 | GUIDE TO INTEGRATING FORENSIC TECHNIQUES INTO INCIDENT RESPONSE | 2006 | 5.71 | 0 | CYBER SECURITY PROGRAMS FOR NUCLEAR FACILITIES
NIST | NIST SP 800-86 | GUIDE TO INTEGRATING FORENSIC TECHNIQUES INTO INCIDENT RESPONSE | 2006 | 5.71 | 1 | CYBERSECURITY PROGRAMS FOR NUCLEAR POWER REACTORS
NIST | NIST SP 800-86 | GUIDE TO INTEGRATING FORENSIC TECHNIQUES INTO INCIDENT RESPONSE | 2006 | 5.71 | 1 / DG-5061 | CYBER SECURITY PROGRAMS FOR NUCLEAR POWER REACTORS
NIST | NIST SP 800-88 | GUIDELINES FOR MEDIA SANITIZATION | Unknown | 5.71 | 0 | CYBER SECURITY PROGRAMS FOR NUCLEAR FACILITIES
NIST | NIST SP 800-88, Revision 1 | GUIDELINES FOR MEDIA SANITIZATION | 2014 | 5.71 | 1 | CYBERSECURITY PROGRAMS FOR NUCLEAR POWER REACTORS
NIST | NIST SP-50 | BUILDING AN INFORMATION TECHNOLOGY SECURITY AWARENESS AND TRAINING PROGRAM | Unknown | 5.71 | 0 | CYBER SECURITY PROGRAMS FOR NUCLEAR FACILITIES
ANS | ANSI/ANS 3.1 | SELECTION AND TRAINING OF NUCLEAR POWER PLANT PERSONNEL | Unknown | 5.73 | 0 | FATIGUE MANAGEMENT FOR NUCLEAR POWER PLANT PERSONNEL
NEI | NEI 03-04, Revision 5 | GUIDELINE FOR PLANT ACCESS TRAINING | 2008 | 5.73 | 0 | FATIGUE MANAGEMENT FOR NUCLEAR POWER PLANT PERSONNEL
NEI | NEI 06-11, Revision 1 | MANAGING PERSONNEL FATIGUE AT NUCLEAR POWER REACTOR SITES | 2008 | 5.73 | 0 | FATIGUE MANAGEMENT FOR NUCLEAR POWER PLANT PERSONNEL
IAEA | IAEA No.13, 2011 | NUCLEAR SECURITY RECOMMENDATIONS ON PHYSICAL PROTECTION OF NUCLEAR MATERIAL AND NUCLEAR FACILITIES (INFCIRC/225/REVISION 5) | 2011 | 5.74 | 1 | MANAGING THE SAFETY/SECURITY INTERFACE
IAEA | IAEA Nuclear Security Series No. 13 | NUCLEAR SECURITY RECOMMENDATIONS ON PHYSICAL PROTECTION OF NUCLEAR MATERIAL AND NUCLEAR FACILITIES (INFCIRC/225/REVISION 5) | 2011 | 5.75 | 1 | TRAINING AND QUALIFICATION OF SECURITY PERSONNEL AT NUCLEAR POWER REACTOR FACILITIES
IAEA | IAEA TECDOC 1392 | DEVELOPMENT OF INSTRUCTORS FOR NUCLEAR POWER PLANT PERSONNEL TRAINING | 2018 | 5.75 | 1 | TRAINING AND QUALIFICATION OF SECURITY PERSONNEL AT NUCLEAR POWER REACTOR FACILITIES
IAEA | IAEA-Tec Doc-1392 | DEVELOPMENT OF INSTRUCTORS FOR NUCLEAR POWER PLANTS PERSONNEL TRAINING | Unknown | 5.75 | 0 | TRAINING AND QUALIFICATION OF SECURITY PERSONNEL AT NUCLEAR POWER REACTOR FACILITIES
INPO | INPO-AP-921 | PRINCIPLES OF TRAINING SYSTEM DEVELOPMENT | 1997 | 5.75 | 1 | TRAINING AND QUALIFICATION OF SECURITY PERSONNEL AT NUCLEAR POWER REACTOR FACILITIES
NEI | NEI 03-12 | PHYSICAL SECURITY PLAN TEMPLATE | Unknown | 5.75 | 0 | TRAINING AND QUALIFICATION OF SECURITY PERSONNEL AT NUCLEAR POWER REACTOR FACILITIES
NEI | NEI 03-12 | PHYSICAL SECURITY PLAN TEMPLATE | Unknown | 5.75 | 1 | TRAINING AND QUALIFICATION OF SECURITY PERSONNEL AT NUCLEAR POWER REACTOR FACILITIES
NIJ | NIJ 0101.04 | BALLISTIC RESISTANCE OF PERSONAL BODY ARMOR | Unknown | 5.75 | 0 | TRAINING AND QUALIFICATION OF SECURITY PERSONNEL AT NUCLEAR POWER REACTOR FACILITIES
USDA | USDA FM 23-9 | RIFLE MARKSMANSHIP | Unknown | 5.75 | 0 | TRAINING AND QUALIFICATION OF SECURITY PERSONNEL AT NUCLEAR POWER REACTOR FACILITIES
IAEA | IAEA Nuclear Security Series No. 8-G, Revision 1 | PREVENTIVE AND PROTECTIVE MEASURES AGAINST INSIDER THREATS | 2020 | 5.77 | 1 | INSIDER MITIGATION PROGRAM
NEI | NEI 03-01 | NUCLEAR POWER PLANT ACCESS AUTHORIZATION PROGRAM | 2004 | 5.79 | 0 | PROTECTION OF SAFEGUARD INFORMATION
DOE | DOE/DP-0035, 1986 | SAFEGUARDS SEAL REFERENCE MANUAL | 1986 | 5.80 | 0 | PRESSURE-SENSITIVE AND TAMPER-INDICATING DEVICE SEALS FOR MATERIAL CONTROL AND ACCOUNTING OF SPECIAL NUCLEAR MATERIAL
IAEA | IAEA NS-G-2.8 | RECRUITMENT, QUALIFICATION AND TRAINING OF PERSONNEL FOR NUCLEAR POWER PLANTS | 2002 | 5.89 | 0 | FITNESS-FOR-DUTY PROGRAMS FOR COMMERCIAL POWER REACTOR AND CATEGORY I SPECIAL NUCLEAR MATERIAL LICENSEES
IAEA | IAEA Safety Guide No. NS-G-2.8 | RECRUITMENT, QUALIFICATION AND TRAINING OF PERSONNEL FOR NUCLEAR POWER PLANTS | 2004 | 5.89 | 0 / DG-5040 | URINE SPECIMEN COLLECTION AND TEST RESULTS REVIEW UNDER 10 CFR PART 26, “FITNESS FOR DUTY PROGRAMS”
NEI | NEI Document 06-06, Revision 6 | FITNESS-FOR-DUTY PROGRAM GUIDANCE FOR NEW NUCLEAR POWER PLANT CONSTRUCTION SITES | 2013 | 5.89 | 0 / DG-5040 | URINE SPECIMEN COLLECTION AND TEST RESULTS REVIEW UNDER 10 CFR PART 26, “FITNESS FOR DUTY PROGRAMS”
ANL | ANL-AECA-103, 1974 | AN INTRODUCTION TO GE(LI) AND NAI GAMMA RAY DETECTORS FOR SAFEGUARDS APPLICATIONS | 1974 | 5.9 | 2 | GUIDELINES FOR GERMANIUM SPECTROSCOPY SYSTEMS FOR MEASUREMENT OF SPECIAL NUCLEAR MATERIAL
ANSI | ANSI N15.20-1975 | GUIDE TO CALIBRATING NONDESTRUCTIVE ASSAY SYSTEMS | 1975 | 5.9 | 2 | GUIDELINES FOR GERMANIUM SPECTROSCOPY SYSTEMS FOR MEASUREMENT OF SPECIAL NUCLEAR MATERIAL
IEEE | ANSI/IEEE Std 301-1976 | TEST PROCEDURES FOR AMPLIFIERS AND PREAMPLIFIERS FOR SEMICONDUCTOR RADIATION DETECTORS FOR IONIZING RADIATION | 1976 | 5.9 | 2 | GUIDELINES FOR GERMANIUM SPECTROSCOPY SYSTEMS FOR MEASUREMENT OF SPECIAL NUCLEAR MATERIAL
IEEE | ANSI/IEEE Std 325-1971 | TEST PROCEDURES FOR GERMANIUM GAMMA-RAY DETECTORS | 1971 | 5.9 | 2 | GUIDELINES FOR GERMANIUM SPECTROSCOPY SYSTEMS FOR MEASUREMENT OF SPECIAL NUCLEAR MATERIAL
IEEE | ANSI/IEEE Std 645-1977 | TEST PROCEDURES FOR HIGH-PURITY GERMANIUM DETECTORS FOR IONIZING RADIATION | 1977 | 5.9 | 2 | GUIDELINES FOR GERMANIUM SPECTROSCOPY SYSTEMS FOR MEASUREMENT OF SPECIAL NUCLEAR MATERIAL
LA | LA-565 I-M, 1974. | FUNDAMENTALS OF PASSIVE NONDESTRUCTIVE ASSAY OF FISSIONABLE MATERIAL | 1974 | 5.9 | 2 | GUIDELINES FOR GERMANIUM SPECTROSCOPY SYSTEMS FOR MEASUREMENT OF SPECIAL NUCLEAR MATERIAL
LA | LA-5794-M, 1975 | GUIDE TO GAMMA-RAY ASSAY FOR NUCLEAR MATERIAL ACCOUNTABILITY | 1975 | 5.9 | 2 | GUIDELINES FOR GERMANIUM SPECTROSCOPY SYSTEMS FOR MEASUREMENT OF SPECIAL NUCLEAR MATERIAL
ANSI | ANSI N44.2-1973 | LEAK TESTING RADIOACTIVE BRACHYTHERAPY SOURCES | 1973 | 6.1 | 0 | LEAK TESTING RADIOACTIVE BRACHYTHERAPY SOURCES
ANSI | ANSI N44.2-1973 | LEAK TESTING RADIOACTIVE BRACHYTHERAPY SOURCES | 1973 | 6.1 | 1 | LEAK TESTING RADIOACTIVE BRACHYTHERAPY SOURCES
ANSI | ANSI N44-2 | LEAK TESTING RADIOACTIVE BRACHYTHERAPY SOURCES | 1973 | 6.1 | 1 | LEAK TESTING RADIOACTIVE BRACHYTHERAPY SOURCES
ANSI | ANSI N44.1-1973 | ACCEPTANCE TESTING | 1973 | 6.2 | 0 | INTEGRITY AND TEST SPECIFICATIONS FOR SELECTED BRACHYTHERAPY SOURCES
ANSI | ANSI N44.1-1973 | ACCEPTANCE TESTING | 1973 | 6.2 | 1 | INTEGRITY AND TEST SPECIFICATIONS FOR SELECTED BRACHYTHERAPY SOURCES
ANSI | ANSI N44-2 | LEAK TESTING RADIOACTIVE BRACHYTHERAPY SOURCES | 1973 | 6.2 | 0 | INTEGRITY AND TEST SPECIFICATIONS FOR SELECTED BRACHYTHERAPY SOURCES
ANSI | ANSI N44-2 | LEAK TESTING RADIOACTIVE BRACHYTHERAPY SOURCES | 1973 | 6.2 | 1 | INTEGRITY AND TEST SPECIFICATIONS FOR SELECTED BRACHYTHERAPY SOURCES
ANSI | ANSI N43-2 | RADIATION SAFETY FOR X-RAY DIFFRACTION AND FLUORESCENCE ANALYSIS EQUIPMENT | 1971 | 6.4 | 1 | VERIFICATION OF CONTAINMENT PROPERTIES OF SEALED RADIOACTIVE SOURCES
ANSI | ANSI N43-2 | RADIATION SAFETY FOR X-RAY DIFFRACTION AND FLUORESCENCE ANALYSIS EQUIPMENT | 1971 | 6.4 | 2 | VERIFICATION OF CONTAINMENT PROPERTIES OF SEALED RADIOACTIVE SOURCES
ANSI | ANSI N43-3.3 | FOR GENERAL RADIATION SAFETY – INSTALLATIONS USING NON-MEDICAL X-RAY AND SEALED GAMMA-RAY SOURCES, ENERGIES UP TO 10 MEV | 1974 | 6.4 | 0 | VERIFICATION OF CONTAINMENT PROPERTIES OF SEALED RADIOACTIVE SOURCES
ANSI | ANSI N43-3.3 | FOR GENERAL RADIATION SAFETY – INSTALLATIONS USING NON-MEDICAL X-RAY AND SEALED GAMMA-RAY SOURCES, ENERGIES UP TO 10 MEV | 1974 | 6.4 | 1 | VERIFICATION OF CONTAINMENT PROPERTIES OF SEALED RADIOACTIVE SOURCES
ANSI | ANSI N43-3.3 | FOR GENERAL RADIATION SAFETY – INSTALLATIONS USING NON-MEDICAL X-RAY AND SEALED GAMMA-RAY SOURCES, ENERGIES UP TO 10 MEV | 1974 | 6.4 | 2 | VERIFICATION OF CONTAINMENT PROPERTIES OF SEALED RADIOACTIVE SOURCES
ANSI | ANSI N540-1975 | CLASSIFICATION OF SELF-LUMINOUS LIGHT SOURCES | 1975 | 6.4 | 1 | VERIFICATION OF CONTAINMENT PROPERTIES OF SEALED RADIOACTIVE SOURCES
ANSI | ANSI N540-1975 | CLASSIFICATION OF SELF-LUMINOUS LIGHT SOURCES | 1975 | 6.4 | 2 | VERIFICATION OF CONTAINMENT PROPERTIES OF SEALED RADIOACTIVE SOURCES
ANSI | ANSI N542-1977 | SEALED RADIOACTIVE SOURCES, CLASSIFICATION | 1977 | 6.4 | 2 | VERIFICATION OF CONTAINMENT PROPERTIES OF SEALED RADIOACTIVE SOURCES
USASI | USASI N5.10-1968 | CLASSIFICATION OF SEALED RADIOACTIVE SOURCES | 1968 | 6.4 | 0 | VERIFICATION OF CONTAINMENT PROPERTIES OF SEALED RADIOACTIVE SOURCES
USASI | USASI N5.10-1968 | CLASSIFICATION OF SEALED RADIOACTIVE SOURCES | 1968 | 6.4 | 1 | VERIFICATION OF CONTAINMENT PROPERTIES OF SEALED RADIOACTIVE SOURCES
USASI | USASI N5.10-1968 | CLASSIFICATION OF SEALED RADIOACTIVE SOURCES | 1968 | 6.4 | 2 | VERIFICATION OF CONTAINMENT PROPERTIES OF SEALED RADIOACTIVE SOURCES
USASI | USASI N5.4 | CLASSIFICATION OF SEALED RADIOACTIVE SOURCES | 1968 | 6.4 | 2 | VERIFICATION OF CONTAINMENT PROPERTIES OF SEALED RADIOACTIVE SOURCES
ANSI | ANSI N13.6-66 | AMERICAN NATIONAL STANDARD PRACTICE FOR OCCUPATIONAL RADIATION EXPOSURE RECORDS SYSTEMS | 1966 | 6.5 | 0 | GENERAL SAFETY STANDARD FOR INSTALLATIONS USING NONMEDICAL SEALED GAMMA-RAY SOURCES
ANSI | ANSI N543-1974 | GENERAL SAFETY STANDARD FOR INSTALLATIONS USING NON-MEDICAL X-RAY AND SEALED GAMMA-RAY SOURCES | 1974 | 6.5 | 0 | GENERAL SAFETY STANDARD FOR INSTALLATIONS USING NONMEDICAL SEALED GAMMA-RAY SOURCES
ASQC | ASQC A2-1962 | DEFINITIONS AND SYMBOLS FOR ACCEPTANCE SAMPLING BY ATTRIBUTES | 1962 | 6.6 | 0 | ACCEPTANCE SAMPLING PROCEDURES FOR EXEMPTED AND GENERALLY LICENSED ITEMS CONTAINING BYPRODUCT MATERIAL
EPA | EPA 315-R-99-002 | CONSIDERATION OF CUMULATIVE IMPACTS IN EPA REVIEW OF NEPA DOCUMENTS | 1999 | 6.7 | 2 | PREPARATION OF AN ENVIRONMENTAL REPORT TO SUPPORT A RULE MAKING PETITION SEEKING AN EXEMPTION FOR A RADIONUCLIDE-CONTAINING PRODUCT
ASME | ANSI/ASME NQA-1-1979 | QUALITY ASSURANCE PROGRAM REQUIREMENTS FOR NUCLEAR POWER PLANTS | 1979 | 7.10 | 0 | ESTABLISHING QUALITY ASSURANCE PROGRAMS FOR PACKAGING USED IN TRANSPORT OF RADIOACTIVE MATERIAL
ASME | ANSI/ASME NQA-1-1979 | QUALITY ASSURANCE PROGRAM REQUIREMENTS FOR NUCLEAR POWER PLANTS | 1979 | 7.10 | 1 | ESTABLISHING QUALITY ASSURANCE PROGRAMS FOR PACKAGING USED IN THE TRANSPORT OF RADIOACTIVE MATERIAL
ASME | ANSI/ASME NQA-1-1983 | QUALITY ASSURANCE PROGRAM REQUIREMENTS FOR NUCLEAR POWER PLANTS | 1983 | 7.10 | 2 | ESTABLISHING QUALITY ASSURANCE PROGRAMS FOR PACKAGING USED IN TRANSPORT OF RADIOACTIVE MATERIAL
ASME | ASME BPVC Section III | RULES FOR CONSTRUCTION OF NUCLEAR FACILITY COMPONENTS | Unknown | 7.10 | 0 | ESTABLISHING QUALITY ASSURANCE PROGRAMS FOR PACKAGING USED IN TRANSPORT OF RADIOACTIVE MATERIAL
ASME | ASME BPVC Section IX | QUALIFICATION STANDARD FOR WELDING AND BRAZING PROCEDURES, WELDERS, BRAZERS AND WELDING AND BRAZING OPERATORS | Unknown | 7.10 | 0 | ESTABLISHING QUALITY ASSURANCE PROGRAMS FOR PACKAGING USED IN TRANSPORT OF RADIOACTIVE MATERIAL
ASNT | ASNT-TC-1A | RECOMMENDED PRACTICE FOR PERSONNEL QUALIFICATION AND CERTIFICATION FOR NONDESTRUCTIVE TESTING | 2001 | 7.10 | 2 | ESTABLISHING QUALITY ASSURANCE PROGRAMS FOR PACKAGING USED IN TRANSPORT OF RADIOACTIVE MATERIAL
ISO | ISO 9000 | QUALITY MANAGEMENT SYSTEMS | 2000 | 7.10 | 2 | ESTABLISHING QUALITY ASSURANCE PROGRAMS FOR PACKAGING USED IN TRANSPORT OF RADIOACTIVE MATERIAL
ASME | ASME BPVC Section III | RULES FOR CONSTRUCTION OF NUCLEAR POWER PLANT COMPONENTS | Unknown | 7.11 | 0 | FRACTURE TOUGHNESS CRITERIA OF BASE MATERIAL FOR FERRITIC STEEL SHIPPING CASK CONTAINMENT VESSELS WITH A MAXIMUM WALL THICKNESS OF 4 INCHES (0.1 M)
ASTM | ASTM E208-87 | DROP WEIGHT TEST FOR NIL-DUCTILITY TEMPERATURE OF FERRITIC STEEL | 1987 | 7.11 | 0 | FRACTURE TOUGHNESS CRITERIA OF BASE MATERIAL FOR FERRITIC STEEL SHIPPING CASK CONTAINMENT VESSELS WITH A MAXIMUM WALL THICKNESS OF 4 INCHES (0.1 M)
ASTM | ASTM E23 | STANDARD TEST METHODS FOR NOTCHED BAR IMPACT TESTING OF METALLIC MATERIALS | 1987 | 7.11 | 0 | FRACTURE TOUGHNESS CRITERIA OF BASE MATERIAL FOR FERRITIC STEEL SHIPPING CASK CONTAINMENT VESSELS WITH A MAXIMUM WALL THICKNESS OF 4 INCHES (0.1 M)
ASTM | ASTM E604 | STANDARD TEST METHOD FOR DYNAMIC TEAR TESTING OF METALLIC MATERIALS | 1987 | 7.11 | 0 | FRACTURE TOUGHNESS CRITERIA OF BASE MATERIAL FOR FERRITIC STEEL SHIPPING CASK CONTAINMENT VESSELS WITH A MAXIMUM WALL THICKNESS OF 4 INCHES (0.1 M)
ASME | ASME BPVC Section III | RULES FOR CONSTRUCTION OF NUCLEAR POWER PLANT COMPONENTS | Unknown | 7.12 | 0 | FRACTURE TOUGHNESS CRITERIA OF BASE MATERIAL FOR FERRITIC STEEL SHIPPING CASK CONTAINMENT VESSELS WITH A WALL THICKNESS GREATER THAN 4 INCHES (0.1 M) BUT NOT EXCEEDING 12 INCHES (0.3 M)
ASME | ASME BPVC Section XI | RULES FOR INSERVICE INSPECTION OF NUCLEAR POWER PLANT COMPONENTS | Unknown | 7.12 | 0 | FRACTURE TOUGHNESS CRITERIA OF BASE MATERIAL FOR FERRITIC STEEL SHIPPING CASK CONTAINMENT VESSELS WITH A WALL THICKNESS GREATER THAN 4 INCHES (0.1 M) BUT NOT EXCEEDING 12 INCHES (0.3 M)
ASTM | ASTM E208-87 | DROP WEIGHT TEST FOR NIL-DUCTILITY TEMPERATURE OF FERRITIC STEEL | 1987 | 7.12 | 0 | FRACTURE TOUGHNESS CRITERIA OF BASE MATERIAL FOR FERRITIC STEEL SHIPPING CASK CONTAINMENT VESSELS WITH A WALL THICKNESS GREATER THAN 4 INCHES (0.1 M) BUT NOT EXCEEDING 12 INCHES (0.3 M)
ANSI | ANSI N14.5 | LEAKAGE TESTS ON PACKAGES FOR SHIPMENT OF RADIOACTIVE MATERIALS | 1974 | 7.4 | 0 | LEAKAGE TESTS ON PACKAGES FOR SHIPMENT OF RADIOACTIVE MATERIALS
ANSI | ANSI N14.5-1973 | AMERICAN NATIONAL STANDARD FOR LEAKAGE TESTS ON PACKAGES FOR SHIPMENT OF RADIOACTIVE MATERIALS | 1973 | 7.4 | 2 | LEAKAGE TESTS ON PACKAGES FOR SHIPMENT OF RADIOACTIVE MATERIAL
ANSI | ANSI N14.5-1973 | AMERICAN NATIONAL STANDARD FOR LEAKAGE TESTS ON PACKAGES FOR SHIPMENT OF RADIOACTIVE MATERIALS | 1973 | 7.4 | 2 / DG-7010 | LEAKAGE TESTS ON PACKAGES FOR SHIPMENT OF RADIOACTIVE MATERIAL
ANSI | ANSI N14.5-1997 | AMERICAN NATIONAL STANDARD FOR RADIOACTIVE MATERIALS - LEAKAGE TESTS ON PACKAGES FOR SHIPMENT | 1997 | 7.4 | 2 | LEAKAGE TESTS ON PACKAGES FOR SHIPMENT OF RADIOACTIVE MATERIAL
ANSI | ANSI N14.5-1997 | AMERICAN NATIONAL STANDARD FOR RADIOACTIVE MATERIALS - LEAKAGE TESTS ON PACKAGES FOR SHIPMENT | 1997 | 7.4 | 2 / DG-7010 | LEAKAGE TESTS ON PACKAGES FOR SHIPMENT OF RADIOACTIVE MATERIAL
ANSI | ANSI N14.5-2014 | AMERICAN NATIONAL STANDARD FOR RADIOACTIVE MATERIALS—LEAKAGE TESTS ON PACKAGES FOR SHIPMENT | 2014 | 7.4 | 2 | LEAKAGE TESTS ON PACKAGES FOR SHIPMENT OF RADIOACTIVE MATERIAL
ANSI | ANSI N14.5-2014 | AMERICAN NATIONAL STANDARD FOR RADIOACTIVE MATERIALS—LEAKAGE TESTS ON PACKAGES FOR SHIPMENT | 2014 | 7.4 | 2 / DG-7010 | LEAKAGE TESTS ON PACKAGES FOR SHIPMENT OF RADIOACTIVE MATERIAL
ANSI | ANSI N14.5-73 | AMERICAN NATIONAL STANDARD FOR LEAKAGE TESTS ON PACKAGES FOR SHIPMENT OF RADIOACTIVE MATERIALS | 1974 | 7.4 | 1 | LEAKAGE TESTS ON PACKAGES FOR SHIPMENT OF RADIOACTIVE MATERIALS
ANSI | ANSI N14.5-97 | RADIOACTIVE MATERIALS - LEAKAGE TESTS ON PACKAGES FOR SHIPMENT | 1997 | 7.4 | 1 | LEAKAGE TESTS ON PACKAGES FOR SHIPMENT OF RADIOACTIVE MATERIALS
IAEA | IAEA Safety Requirements TS-R-1 | REGULATIONS FOR THE SAFE TRANSPORT OF RADIOACTIVE MATERIAL | 2009 | 7.4 | 2 | LEAKAGE TESTS ON PACKAGES FOR SHIPMENT OF RADIOACTIVE MATERIAL
IAEA | IAEA Safety Requirements TS-R-1 | REGULATIONS FOR THE SAFE TRANSPORT OF RADIOACTIVE MATERIAL | 2009 | 7.4 | 2 / DG-7010 | LEAKAGE TESTS ON PACKAGES FOR SHIPMENT OF RADIOACTIVE MATERIAL
IAEA | IAEA Specific Safety Guide SSG-26 | ADVISORY MATERIAL FOR THE IAEA REGULATIONS FOR THE SAFE TRANSPORT OF RADIOACTIVE MATERIAL (2012 EDITION) | 2014 | 7.4 | 2 | LEAKAGE TESTS ON PACKAGES FOR SHIPMENT OF RADIOACTIVE MATERIAL
IAEA | IAEA Specific Safety Guide SSG-26 | ADVISORY MATERIAL FOR THE IAEA REGULATIONS FOR THE SAFE TRANSPORT OF RADIOACTIVE MATERIAL (2012 EDITION) | 2014 | 7.4 | 2 / DG-7010 | LEAKAGE TESTS ON PACKAGES FOR SHIPMENT OF RADIOACTIVE MATERIAL
ASME | ASME BPVC Section III | RULES FOR CONSTRUCTION OF NUCLEAR POWER PLANT COMPONENTS | 1977 | 7.6 | 1 | DESIGN CRITERIA FOR THE STRUCTURAL ANALYSIS OF SHIPPING CASK CONTAINMENT VESSELS
ASME | ASME BPVC Section III | RULES FOR CONSTRUCTION OF NUCLEAR POWER PLANT COMPONENTS | Unknown | 7.6 | 0 | DESIGN CRITERIA FOR THE STRUCTURAL ANALYSIS OF SHIPPING CASK CONTAINMENT VESSELS
ASME | ASME Paper 77-PVP-12 | FATIGUE DESIGN CRITERIA FOR PRESSURE VESSEL ALLOYS | Unknown | 7.6 | 1 | DESIGN CRITERIA FOR THE STRUCTURAL ANALYSIS OF SHIPPING CASK CONTAINMENT VESSELS
ANSI | ANSI N14.10.3-75 | ADMINSTRATIVE GUIDE FOR VERIFYING COMPLIANCE WITH PACKAGING REQUIREMENTS FOR SHIPMENTS OF RADIOACTIVE MATERIALS | 1975 | 7.7 | 0 | ADMINISTRATIVE GUIDE FOR VERIFYING COMPLIANCE WITH PACKAGING REQUIREMENTS FOR SHIPMENTS OF RADIOACTIVE MATERIALS (FOR COMMENT)
ASME | ASME BPVC Section III | RULES FOR CONSTRUCTION OF NUCLEAR FACILITY COMPONENTS | Unknown | 7.7 | 1 | ADMINISTRATIVE GUIDE FOR VERIFYING COMPLIANCE WITH PACKAGING REQUIREMENTS FOR SHIPMENTS OF RADIOACTIVE MATERIALS (FOR COMMENT)
ASTM | ASTM C1671-07 | STANDARD PRACTICE FOR QUALIFICATION AND ACCEPTANCE OF BORON BASED METALLIC NEUTRON ABSORBERS FOR NUCLEAR CRITICALITY CONTROL FOR DRY CASK STORAGE SYSTEMS AND TRANSPORTATION PACKAGING | 2007 | 7.7 | 1 | ADMINISTRATIVE GUIDE FOR VERIFYING COMPLIANCE WITH PACKAGING REQUIREMENTS FOR SHIPMENTS OF RADIOACTIVE MATERIALS (FOR COMMENT)
SNL | SC-DC-72-1386 | THE TRANSPORTATION AND HANDLING ENVIRONMENT | 1972 | 7.8 | 0 | LOAD COMBINATIONS FOR THE STRUCTURAL ANALYSIS OF SHIPPING CASKS FOR RADIOACTIVE MATERIAL
ANSI | ANSI N2.1-69 | RADIATION SYMBOL | 1969 | 8.1 | 0 | RADIATION SYMBOL
ANS | ANSI/ANS 8.3-1979 | CRITICALITY ACCIDENT ALARM SYSTEM | 1979 | 8.12 | 1 | CRITICALITY ACCIDENT ALARM SYSTEMS
ANS | ANSI/ANS-8.3-1986 | CRITICALITY ACCIDENT ALARM SYSTEM | 1986 | 8.12 | 2 | CRITICALITY ACCIDENT ALARM SYSTEMS
ICRP | ICRP Publication 60, Ann. ICRP 21 | RADIOLOGICAL PROTECTION, 1990 RECOMMENDATIONS OF THE INTERNATIONAL COMMISSION ON RADIOLOGICAL PROTECTION | 1991 | 8.13 | 3 | INSTRUCTION CONCERNING PRENATAL RADIATION EXPOSURE
NCRP | NCRP 115 | RISK ESTIMATES FOR RADIATION PROTECTION | 1993 | 8.13 | 3 | INSTRUCTION CONCERNING PRENATAL RADIATION EXPOSURE
NCRP | NCRP 116 | LIMITATION OF EXPOSURE TO IONIZING RADIATION | 1993 | 8.13 | 3 | INSTRUCTION CONCERNING PRENATAL RADIATION EXPOSURE
NCRP | NCRP 9 | CONSIDERATIONS REGARDING THE UNINTENDED RADIATION EXPOSURE OF THE EMBRYO, FETUS, OR NURSING CHILD | 1994 | 8.13 | 3 | INSTRUCTION CONCERNING PRENATAL RADIATION EXPOSURE
ANSI | ANSI N319-76 | PERSONNEL NEUTRON DOSIMETERS (NEUTRON ENERGIES LESS THAN 20 MEV) | 1976 | 8.14 | 1 | PERSONNEL NEUTRON DOSIMETERS
ANSI | ANSI Z88.2-1992 | AMERICAN NATIONAL STANDARD FOR RESPIRATORY PROTECTION | 1992 | 8.15 | 1 | ACCEPTABLE PROGRAMS FOR RESPIRATORY PROTECTION
ANSI | ANSI Z88.6-1984 | RESPIRATOR USE-PHYSICAL QUALIFICATIONS FOR PERSONNEL | 1984 | 8.15 | 1 | ACCEPTABLE PROGRAMS FOR RESPIRATORY PROTECTION
CGA | CGA G-7.1-1997 | COMMODITY SPECIFICATION FOR AIR | 1997 | 8.15 | 1 | ACCEPTABLE PROGRAMS FOR RESPIRATORY PROTECTION
NFPA | NFPA 1981 | OPEN CIRCUIT SELF-CONTAINED BREATHING APPARATUS FOR FIRE FIGHTERS | 1997 | 8.15 | 1 | ACCEPTABLE PROGRAMS FOR RESPIRATORY PROTECTION
ANSI | ANSI N13.2-1969 | GUIDE FOR ADMINISTRATIVE PRACTICES IN RADIATION MONITORING | 1969 | 8.2 | 0 | GUIDE FOR ADMINISTRATIVE PRACTICES IN RADIATION MONITORING
ANSI | ANSI N13.2-69 | GUIDE FOR ADMINISTRATIVE PRACTICES IN RADIATION MONITORING | 1969 | 8.2 | 1 | ADMINISTRATIVE PRACTICES IN RADIATION SURVEYS AND MONITORING
ANSI | ANSI N44.3-1973 | THYROID RADIOIODINE UPTAKE MEASUREMENTS USING A NECK PHANTOM | 1973 | 8.20 | 1 | APPLICATIONS OF BIOASSAY FOR I-125 AND I-131
AAPM | AAPM 1 | BIOPHYSICAL ASPECTS OF THE MEDICAL USE OF TECHNETIUM-99M | 1976 | 8.21 | 1 | HEALTH PHYSICS SURVEYS FOR BYPRODUCT MATERIAL AT NRC-LICENSED PROCESSING AND MANUFACTURING PLANTS
IAEA | IAEA 1 | SAFE HANDLING OF RADIONUCLIDES | 1973 | 8.21 | 0 | HEALTH PHYSICS SURVEYS FOR BYPRODUCT MATERIAL AT NRC-LICENSED PROCESSING AND MANUFACTURING PLANTS
IAEA | IAEA 120 | MONITORING OF RADIOACTIVE CONTAMINATION ON SURFACES | 1970 | 8.21 | 0 | HEALTH PHYSICS SURVEYS FOR BYPRODUCT MATERIAL AT NRC-LICENSED PROCESSING AND MANUFACTURING PLANTS
IAEA | IAEA 133 | HANDBOOK ON CALIBRATION OF RADIATION PROTECTION MONITORING INSTRUMENTS | 1971 | 8.21 | 0 | HEALTH PHYSICS SURVEYS FOR BYPRODUCT MATERIAL AT NRC-LICENSED PROCESSING AND MANUFACTURING PLANTS
IAEA | IAEA 25 | MEDICAL SUPERVISION OF RADIATION WORKERS | 1968 | 8.21 | 0 | HEALTH PHYSICS SURVEYS FOR BYPRODUCT MATERIAL AT NRC-LICENSED PROCESSING AND MANUFACTURING PLANTS
IAEA | IAEA 38 | RADIATION PROTECTION PROCEDURES | 1973 | 8.21 | 0 | HEALTH PHYSICS SURVEYS FOR BYPRODUCT MATERIAL AT NRC-LICENSED PROCESSING AND MANUFACTURING PLANTS
ICRP | ICRP 12 | GENERAL PRINCIPLES OF MONITORING FOR RADIATION PROTECTION OF WORKERS | 1969 | 8.21 | 0 | HEALTH PHYSICS SURVEYS FOR BYPRODUCT MATERIAL AT NRC-LICENSED PROCESSING AND MANUFACTURING PLANTS
ICRU | ICRU 12 | CERTIFICATION OF STANDARDIZED RADIOACTIVE SOURCES | 1969 | 8.21 | 1 | HEALTH PHYSICS SURVEYS FOR BYPRODUCT MATERIAL AT NRC-LICENSED PROCESSING AND MANUFACTURING PLANTS
NCRP | NCRP Report No. 10 | RADIOLOGICAL MONITORING METHODS AND INSTRUMENTS | 1952 | 8.21 | 0 | HEALTH PHYSICS SURVEYS FOR BYPRODUCT MATERIAL AT NRC-LICENSED PROCESSING AND MANUFACTURING PLANTS
NCRP | NCRP Report No. 8 | CONTROL AND REMOVAL OF RADIOACTIVE CONTAMINATION IN LABORATORIES | 1951 | 8.21 | 0 | HEALTH PHYSICS SURVEYS FOR BYPRODUCT MATERIAL AT NRC-LICENSED PROCESSING AND MANUFACTURING PLANTS
NCRP | NCRP Report No. 9 | RECOMMENDATIONS FOR WASTE DISPOSAL OF PHOSPHORUS-32 AND IODINE-131 FOR MEDICAL USERS | 1951 | 8.21 | 0 | HEALTH PHYSICS SURVEYS FOR BYPRODUCT MATERIAL AT NRC-LICENSED PROCESSING AND MANUFACTURING PLANTS
HPS | ANSI/HPS N13.30-2011 | PERFORMANCE CRITERIA FOR RADIOBIOASSAY | 2011 | 8.22 | 2 | BIOASSAY AT URANIUM MILLS
AAPM | AAPM 1 | BIOPHYSICAL ASPECTS OF THE MEDICAL USE OF TECHNETIUM-99M | 1976 | 8.23 | 1 | RADIATION SAFETY SURVEYS AT MEDICAL INSTITUTIONS
IAEA | IAEA 1 | SAFE HANDLING OF RADIONUCLIDES | 1973 | 8.23 | 0 | RADIATION SAFETY SURVEYS AT MEDICAL INSTITUTIONS
IAEA | IAEA 120 | MONITORING OF RADIOACTIVE CONTAMINATION ON SURFACES | 1970 | 8.23 | 0 | RADIATION SAFETY SURVEYS AT MEDICAL INSTITUTIONS
IAEA | IAEA 133 | HANDBOOK ON CALIBRATION OF RADIATION PROTECTION MONITORING INSTRUMENTS | 1971 | 8.23 | 0 | RADIATION SAFETY SURVEYS AT MEDICAL INSTITUTIONS
IAEA | IAEA 25 | MEDICAL SUPERVISION OF RADIATION WORKERS | 1968 | 8.23 | 0 | RADIATION SAFETY SURVEYS AT MEDICAL INSTITUTIONS
IAEA | IAEA 38 | RADIATION PROTECTION PROCEDURES | 1973 | 8.23 | 0 | RADIATION SAFETY SURVEYS AT MEDICAL INSTITUTIONS
ICRP | ICRP 12 | GENERAL PRINCIPLES OF MONITORING FOR RADIATION PROTECTION OF WORKERS | 1969 | 8.23 | 0 | RADIATION SAFETY SURVEYS AT MEDICAL INSTITUTIONS
ICRU | ICRU 12 | CERTIFICATION OF STANDARDIZED RADIOACTIVE SOURCES | 1969 | 8.23 | 0 | RADIATION SAFETY SURVEYS AT MEDICAL INSTITUTIONS
ICRU | ICRU 12 | CERTIFICATION OF STANDARDIZED RADIOACTIVE SOURCES | 1969 | 8.23 | 1 | RADIATION SAFETY SURVEYS AT MEDICAL INSTITUTIONS
NCRP | NCRP Report No. 10 | RADIOLOGICAL MONITORING METHODS AND INSTRUMENTS | 1952 | 8.23 | 0 | RADIATION SAFETY SURVEYS AT MEDICAL INSTITUTIONS
NCRP | NCRP Report No. 37 | PRECAUTIONS IN THE MANAGEMENT OF PATIENTS WHO HAVE RECEIVED THERAPEUTIC AMOUNTS OF RADIONUCLIDES | 1970 | 8.23 | 0 | RADIATION SAFETY SURVEYS AT MEDICAL INSTITUTIONS
NCRP | NCRP Report No. 48 | RADIATION PROTECTION FOR MEDICAL AND ALLIED HEALTH PERSONNEL | 1976 | 8.23 | 0 | RADIATION SAFETY SURVEYS AT MEDICAL INSTITUTIONS
NCRP | NCRP Report No. 8 | CONTROL AND REMOVAL OF RADIOACTIVE CONTAMINATION IN LABORATORIES | 1951 | 8.23 | 0 | RADIATION SAFETY SURVEYS AT MEDICAL INSTITUTIONS
NCRP | NCRP Report No. 9 | RECOMMENDATIONS FOR WASTE DISPOSAL OF PHOSPHORUS-32 AND IODINE-131 FOR MEDICAL USERS | 1951 | 8.23 | 0 | RADIATION SAFETY SURVEYS AT MEDICAL INSTITUTIONS
ANSI | ANSI N323A-97 | RADIATION PROTECTION INSTRUMENTATION TEST AND CALIBRATION, PORTABLE SURVEY INSTRUMENTS | 1997 | 8.24 | 2 | HEALTH PHYSICS SURVEYS DURING ENRICHED URANIUM-235 PROCESSING AND FUEL FABRICATION
ASME | ASME AG-1 | CODE FOR NUCLEAR AIR AND GAS TREATMENT | 1991 | 8.24 | 2 | HEALTH PHYSICS SURVEYS DURING ENRICHED URANIUM-235 PROCESSING AND FUEL FABRICATION
HPS | ANSI/HPS N13.39-2001 | DESIGN OF INTERNAL DOSIMETRY PROGRAMS | 2001 | 8.24 | 2 | HEALTH PHYSICS SURVEYS DURING ENRICHED URANIUM-235 PROCESSING AND FUEL FABRICATION
HPS | ANSI/HPS N13.49-2001 | PERFORMANCE AND DOCUMENTATION OF RADIOLOGICAL SURVEYS | 2001 | 8.24 | 2 | HEALTH PHYSICS SURVEYS DURING ENRICHED URANIUM-235 PROCESSING AND FUEL FABRICATION
IAEA | IAEA 1 | SAFE HANDLING OF RADIONUCLIDES | 1973 | 8.24 | 1 | HEALTH PHYSICS SURVEYS DURING ENRICHED URANIUM-235 PROCESSING AND FUEL FABRICATION
IAEA | IAEA 120 | MONITORING OF RADIOACTIVE CONTAMINATION ON SURFACES | 1970 | 8.24 | 1 | HEALTH PHYSICS SURVEYS DURING ENRICHED URANIUM-235 PROCESSING AND FUEL FABRICATION
IAEA | IAEA 133 | HANDBOOK ON CALIBRATION OF RADIATION PROTECTION MONITORING INSTRUMENTS | 1971 | 8.24 | 1 | HEALTH PHYSICS SURVEYS DURING ENRICHED URANIUM-235 PROCESSING AND FUEL FABRICATION
IAEA | IAEA 38 | RADIATION PROTECTION PROCEDURES | 1973 | 8.24 | 1 | HEALTH PHYSICS SURVEYS DURING ENRICHED URANIUM-235 PROCESSING AND FUEL FABRICATION
IAEA | IAEA RS-G-1.1 | OPERATIONAL RADIATION EXPOSURE | 1999 | 8.24 | 2 | HEALTH PHYSICS SURVEYS DURING ENRICHED URANIUM-235 PROCESSING AND FUEL FABRICATION
ICRP | ICRP 12 | GENERAL PRINCIPLES OF MONITORING FOR RADIATION PROTECTION OF WORKERS | 1969 | 8.24 | 1 | HEALTH PHYSICS SURVEYS DURING ENRICHED URANIUM-235 PROCESSING AND FUEL FABRICATION
ICRP | ICRP 30 | LIMITS FOR INTAKES OF RADIONUCLIDES BY WORKERS | 1979 | 8.24 | 2 | HEALTH PHYSICS SURVEYS DURING ENRICHED URANIUM-235 PROCESSING AND FUEL FABRICATION
NCRP | NCRP 112 | CALIBRATION OF SURVEY INSTRUMENTS USED IN RADIATION PROTECTION FOR THE ASSESSMENT OF IONIZING RADIATION FIELDS AND RADIOACTIVE SURFACE CONTAMINATION | 1991 | 8.24 | 2 | HEALTH PHYSICS SURVEYS DURING ENRICHED URANIUM-235 PROCESSING AND FUEL FABRICATION
NCRP | NCRP 65 | MANAGEMENT OF PERSONS ACCIDENTALLY CONTAMINATED WITH RADIONUCLIDES | 1980 | 8.24 | 2 | HEALTH PHYSICS SURVEYS DURING ENRICHED URANIUM-235 PROCESSING AND FUEL FABRICATION
ANSI | ANSI N343-78 | INTERNAL DOSIMETRY FOR MIXED FISSION & ACTIVATION PRODUCTS | 1978 | 8.26 | 0 | APPLICATIONS OF BIOASSAY FOR FISSION AND ACTIVATION PRODUCTS
ANSI | ANSI N13.27-1981 | PERFORMANCE SPECIFICATIONS FOR POCKET-SIZED ALARMING DOSIMETERS/ RATEMETERS | 1981 | 8.28 | 0 | AUDIBLE-ALARM DOSIMETERS
ANSI | ANSI N13.7-72 | FILM BADGE PERFORMANCE CRITERIA | 1972 | 8.3 | 0 | FILM BADGE PERFORMANCE CRITERIA
AEA | AEA E.1.2 | MAXIMUM PERMISSIBLE DOSES FROM INHALED AND INGESTED RADIOACTIVE MATERIALS | 1961 | 8.30 | 1 | HEALTH PHYSICS SURVEYS IN URANIUM RECOVERY FACILITIES
ANSI | ANSI N13.30-96 | PERFORMANCE CRITERIA FOR RADIOBIOASSAY | 1996 | 8.30 | 1 | HEALTH PHYSICS SURVEYS IN URANIUM RECOVERY FACILITIES
ANSI | ANSI N13.8-73 (Reaffirmed in 1989) | RADIATION PROTECTION IN URANIUM MINES | 1973 | 8.30 | 1 | HEALTH PHYSICS SURVEYS IN URANIUM RECOVERY FACILITIES
ANSI | ANSI N323-78 | RADIATION PROTECTION INSTRUMENTATION TEST AND CALIBRATION | 1978 | 8.30 | 1 | HEALTH PHYSICS SURVEYS IN URANIUM RECOVERY FACILITIES
HPS | HPS N13.22-1995 | BIOASSAY PROGRAMS FOR URANIUM | 1995 | 8.30 | 1 | HEALTH PHYSICS SURVEYS IN URANIUM RECOVERY FACILITIES
HPS | HPS N13.30-1996 | PERFORMANCE CRITERIA FOR RADIOBIOASSAY | 1996 | 8.30 | 1 | HEALTH PHYSICS SURVEYS IN URANIUM RECOVERY FACILITIES
ANSI | ANSI N13.14-83 | AMERICAN NATIONAL STANDARD FOR DOSIMETRY - INTERNAL DOSIMETRY PROGRAMS FOR TRITIUM EXPOSURE MINIMUM REQUIREMENTS | 1983 | 8.32 | 0 | CRITERIA FOR ESTABLISHING A TRITIUM BIOASSAY PROGRAM
IAEA | IAEA Safety Reports Series No. 114 | DIRECT METHODS FOR MEASURING RADIONUCLIDES IN THE HUMAN BODY | 1996 | 8.34 | 1 | MONITORING CRITERIA AND METHODS TO CALCULATE OCCUPATIONAL RADIATION DOSES
IAEA | IAEA Safety Reports Series No. 18 | INDIRECT METHODS FOR ASSESSING INTAKES OF RADIONUCLIDES | 2000 | 8.34 | 1 | MONITORING CRITERIA AND METHODS TO CALCULATE OCCUPATIONAL RADIATION DOSES
IAEA | IAEA Safety Reports Series No. 37 | METHODS FOR ASSESSING OCCUPATIONAL RADIATION DOSES DUE TO INTAKES OF RADIONUCLIDES | 2004 | 8.34 | 1 | MONITORING CRITERIA AND METHODS TO CALCULATE OCCUPATIONAL RADIATION DOSES
ICRP | ICRP 2 | REPORT OF ICRP COMMITTEE II ON PERMISSIBLE DOSE FOR INTERNAL RADIATION | 1959 | 8.34 | 1 | MONITORING CRITERIA AND METHODS TO CALCULATE OCCUPATIONAL RADIATION DOSES
ICRP | ICRP 30 | LIMITS FOR INTAKES OF RADIONUCLIDES BY WORKERS | 1979 | 8.34 | 1 | MONITORING CRITERIA AND METHODS TO CALCULATE OCCUPATIONAL RADIATION DOSES
ICRP | ICRP Publication 26 | RECOMMENDATIONS OF THE INTERNATIONAL COMMISSION ON RADIOLOGICAL PROTECTION | 1977 | 8.34 | 1 | MONITORING CRITERIA AND METHODS TO CALCULATE OCCUPATIONAL RADIATION DOSES
ISO | ISO 20031:2020 | RADIOLOGICAL PROTECTION - MONITORING AND DOSIMETRY FOR INTERNAL EXPOSURES DUE TO WOUND CONTAMINATION WITH RADIONUCLIDES | 2020 | 8.34 | 1 | MONITORING CRITERIA AND METHODS TO CALCULATE OCCUPATIONAL RADIATION DOSES
ISO | ISO 20553:2006 | RADIATION PROTECTION-MONITORING OF WORKERS OCCUPATIONALLY EXPOSED TO A RISK OF INTERNAL CONTAMINATION WITH RADIOACTIVE MATERIAL - FIRST EDITION | 2006 | 8.34 | 1 | MONITORING CRITERIA AND METHODS TO CALCULATE OCCUPATIONAL RADIATION DOSES
ISO | ISO 27048:2011 | RADIATION PROTECTION - DOSE ASSESSMENT FOR THE MONITORING OF WORKERS FOR INTERNAL RADIATION EXPOSURE - FIRST EDITION | 2011 | 8.34 | 1 | MONITORING CRITERIA AND METHODS TO CALCULATE OCCUPATIONAL RADIATION DOSES
ANSI | ANSI N13.1-69 | GUIDE TO SAMPLING AIRBORNE RADIOACTIVE MATERIALS IN NUCLEAR FACILITIES | 1969 | 8.37 | 0 | ALARA LEVELS FOR EFFLUENTS FROM MATERIALS FACILITIES
ANSI | ANSI N42.18 | SPECIFICATION AND PERFORMANCE OF ON-SITE INSTRUMENTATION FOR CONTINUOUSLY MONITORING RADIOACTIVE EFFLUENTS | 1993 | 8.37 | 0 | ALARA LEVELS FOR EFFLUENTS FROM MATERIALS FACILITIES
IAEA | IAEA Safety Reports Series No. 63 | RELEASE OF PATIENTS AFTER RADIONUCLIDE THERAPY | 2009 | 8.39 | 1 / DG-8057 | RELEASE OF PATIENTS ADMINISTERED RADIOACTIVE MATERIAL
ANSI | ANSI N13.5-1972 | PERFORMANCE SPECIFICATIONS FOR DIRECT READING AND INDIRECT READING POCKET DOSIMETERS FOR X- AND GAMMA RADIATION | 1972 | 8.4 | 0 | PERSONNEL MONITORING DEVICE—DIRECT-READING POCKET DOSIMETERS
ANSI | ANSI N13.5-72 | PERFORMANCE SPECIFICATIONS FOR DIRECT READING AND INDIRECT READING POCKET DOSIMETERS FOR X- AND GAMMA RADIATION | 1972 | 8.4 | 1 | PERSONNEL MONITORING DEVICE—DIRECT-READING POCKET DOSIMETERS
ANSI | ANSI N322-77 | AMERICAN NATIONAL STANDARD INSPECTION AND TEST SPECIFICATIONS FOR DIRECT AND INDIRECT READING QUARTZ FIBER POCKET DOSIMETERS | 1977 | 8.4 | 1 | PERSONNEL MONITORING DEVICE—DIRECT-READING POCKET DOSIMETERS
ANSI | ANSI N322-97 | INSPECTION, TEST, CONSTRUCTION, AND PERFORMANCE REQUIREMENTS FOR DIRECT READING ELECTROSTATIC/ELECTROSCOPE TYPE DOSIMETERS | 1997 | 8.4 | 1 | PERSONNEL MONITORING DEVICE—DIRECT-READING POCKET DOSIMETERS
EPRI | EPRI Report No. 101909 | ASSESSMENT OF THE EFFECTIVE DOSE EQUIVALENT FOR EXTERNAL PHOTON RADIATION | 1993 | 8.40 | 0 | METHODS FOR MEASURING EFFECTIVE DOSE EQUIVALENT FROM EXTERNAL EXPOSURE
EPRI | EPRI Report No. 109446 | ASSESSMENT OF THE EFFECTIVE DOSE EQUIVALENT FOR EXTERNAL PHOTON RADIATION—IMPLEMENTATION GUIDE | 1998 | 8.40 | 0 | METHODS FOR MEASURING EFFECTIVE DOSE EQUIVALENT FROM EXTERNAL EXPOSURE
HPS | ANSI/HPS N13.41-1997 | CRITERIA FOR PERFORMING MULTIPLE DOSIMETRY | 1997 | 8.40 | 0 | METHODS FOR MEASURING EFFECTIVE DOSE EQUIVALENT FROM EXTERNAL EXPOSURE
ANS | ANSI/ANS N2.3-1979 | IMMEDIATE EVACUATION SIGNAL FOR USE IN INDUSTRIAL INSTALLATIONS | 1979 | 8.5 | 0 | CRITICALITY AND OTHER INTERIOR EVACUATION SIGNALS
USASI | USASI N2.3-1967 | IMMEDIATE EVACUATION SIGNAL FOR USE IN INDUSTRIAL INSTALLATIONS WHERE RADIATION EXPOSURE MAY OCCUR | 1967 | 8.5 | 0 | CRITICALITY AND OTHER INTERIOR EVACUATION SIGNALS
ANSI | ANSI 42.3-1969 | TEST PROCEDURE FOR GEIGER-MULLIER COUNTERS | 1969 | 8.6 | 0 | STANDARD TEST PROCEDURE FOR GEIGER-MULLER COUNTERS
IEEE | IEEE Std 309 | TEST PROCEDURE FOR GEIGER-MULLIER COUNTERS | 1969 | 8.6 | 0 | STANDARD TEST PROCEDURE FOR GEIGER-MULLER COUNTERS
ANSI | ANSI N13.6-1966 | AMERICAN NATIONAL STANDARD PRACTICE FOR OCCUPATIONAL RADIATION EXPOSURE RECORDS SYSTEMS | 1966 | 8.7 | 0 | INSTRUCTIONS FOR RECORDING AND REPORTING OCCUPATIONAL RADIATION EXPOSURE DATA
ANS | ANS 55.1-1979 | SOLID RADIOACTIVE WASTE PROCESSING SYSTEM FOR LIGHT-WATER-COOLED REACTOR PLANTS | 1979 | 8.8 | 3 | INFORMATION RELEVANT TO ENSURING THAT OCCUPATIONAL RADIATION EXPOSURES AT NUCLEAR POWER STATIONS WILL BE AS LOW AS IS REASONABLY ACHIEVABLE
ANS | ANS N197 | DESIGN AND PERFORMANCE OF BWR LIQUID RADIOACTIVE WASTE PROCESSING SYSTEMS (N18) | Unknown | 8.8 | 3 | INFORMATION RELEVANT TO ENSURING THAT OCCUPATIONAL RADIATION EXPOSURES AT NUCLEAR POWER STATIONS WILL BE AS LOW AS IS REASONABLY ACHIEVABLE
ANS | ANS N199 | PWR LIQUID WASTE SYSTEM DESIGN (N18) | Unknown | 8.8 | 3 | INFORMATION RELEVANT TO ENSURING THAT OCCUPATIONAL RADIATION EXPOSURES AT NUCLEAR POWER STATIONS WILL BE AS LOW AS IS REASONABLY ACHIEVABLE
ANS | ANS/HPS 56.8 | LOCATION AND DESIGN CRITERIA FOR AREA RADIATION MONITORING SYSTEMS FOR LWRS | Unknown | 8.8 | 3 | INFORMATION RELEVANT TO ENSURING THAT OCCUPATIONAL RADIATION EXPOSURES AT NUCLEAR POWER STATIONS WILL BE AS LOW AS IS REASONABLY ACHIEVABLE
ANSI | ANSI N101.2 | PROTECTIVE COATINGS (PAINTS) FOR LIGHT WATER NUCLEAR REACTOR CONTAINMENT FACILITIES | Unknown | 8.8 | 3 | INFORMATION RELEVANT TO ENSURING THAT OCCUPATIONAL RADIATION EXPOSURES AT NUCLEAR POWER STATIONS WILL BE AS LOW AS IS REASONABLY ACHIEVABLE
ANSI | ANSI N237-76 | SOURCE TERM SPECIFICATION | 1976 | 8.8 | 3 | INFORMATION RELEVANT TO ENSURING THAT OCCUPATIONAL RADIATION EXPOSURES AT NUCLEAR POWER STATIONS WILL BE AS LOW AS IS REASONABLY ACHIEVABLE
ANSI | ANSI Z88.2 | PRACTICES FOR RESPIRATORY PROTECTION | Unknown | 8.8 | 3 | INFORMATION RELEVANT TO ENSURING THAT OCCUPATIONAL RADIATION EXPOSURES AT NUCLEAR POWER STATIONS WILL BE AS LOW AS IS REASONABLY ACHIEVABLE
ASME | ASME BPVC Section XI | RULES FOR INSERVICE INSPECTION OF NUCLEAR POWER PLANT COMPONENTS | Unknown | 8.8 | 3 | INFORMATION RELEVANT TO ENSURING THAT OCCUPATIONAL RADIATION EXPOSURES AT NUCLEAR POWER STATIONS WILL BE AS LOW AS IS REASONABLY ACHIEVABLE
ICRP | ICRP 10 | EVALUATION OF RADIATION DOSES TO BODY TISSUES FROM INTERNAL CONTAMINATION DUE TO OCCUPATIONAL EXPOSURE | 1968 | 8.9 | 0 | ACCEPTABLE CONCEPTS, MODELS, EQUATIONS, AND ASSUMPTIONS FOR A BIOASSAY PROGRAM
ICRP | ICRP 10A | AN ASSESSMENT OF INTERNAL CONTAMINATION RESULTING FROM RECURRENT OR PROLONGED UPTAKES | 1971 | 8.9 | 0 | ACCEPTABLE CONCEPTS, MODELS, EQUATIONS, AND ASSUMPTIONS FOR A BIOASSAY PROGRAM
ICRP | ICRP 12 | GENERAL PRINCIPLES OF MONITORING FOR RADIATION PROTECTION OF WORKERS | 1969 | 8.9 | 0 | ACCEPTABLE CONCEPTS, MODELS, EQUATIONS, AND ASSUMPTIONS FOR A BIOASSAY PROGRAM
ICRP | ICRP 2 | REPORT OF ICRP COMMITTEE II ON PERMISSIBLE DOSE FOR INTERNAL RADIATION | 1959 | 8.9 | 0 | ACCEPTABLE CONCEPTS, MODELS, EQUATIONS, AND ASSUMPTIONS FOR A BIOASSAY PROGRAM
ICRP | ICRP 30 | LIMITS FOR INTAKES OF RADIONUCLIDES BY WORKERS | 1979 | 8.9 | 1 | ACCEPTABLE CONCEPTS, MODELS, EQUATIONS, AND ASSUMPTIONS FOR A BIOASSAY PROGRAM
ICRP | ICRP 54 | INDIVIDUAL MONITORING FOR INTAKE OF RADIONUCLIDES BY WORKERS: DESIGN AND INTERPRETATION | 1988 | 8.9 | 1 | ACCEPTABLE CONCEPTS, MODELS, EQUATIONS, AND ASSUMPTIONS FOR A BIOASSAY PROGRAM
NCRP | NCRP 87 | USE OF BIOASSAY PROCEDURES FOR ASSESSMENT OF INTERNAL RADIONUCLIDE DEPOSITION | 1987 | 8.9 | 1 | ACCEPTABLE CONCEPTS, MODELS, EQUATIONS, AND ASSUMPTIONS FOR A BIOASSAY PROGRAM
No filters applied